## COVER
This document is protected under U.S. copyright law.

## Calc Setup
Floating Roof Tank Setup
SS Tank Name | Tank Number | Tank Contents | Shell Capacity |  | Shell Height | Diameter | Multiplier | Throughput/month | Throughput/yr | Emissions | Flt Cons |  |  | Flt Product |  | Flt Input | Flt_Calc
|  |  | (bbl) | (gal) | (ft) | (ft) |  | (bbl/mo) | (bbl) | (tons) | Row | SS# Column | Name Column | Through Row | Annual Col |  | Row | Product Col | Jan Column | Feb Column
FLT - 1 | EXTANK 105 | Crude Oil | 137323 | 5767566 | 48 | 144 | 1 | 137323 | 1647876 | 2.7617 | 1 | 1 | 2 | 11 | 13 | 11 | 1 | 1
FLT - 2 | EXTANK 106 | Crude Oil | 151066 | 6344772 | 48 | 150 | 1 | 151066 | 1812792 | 2.7843 | 2 | 1 | 2 | 23 | 13 | 23 | 2 | 1
FLT - 3 | EXTANK 120 | Distillates | 4583 | 192486 | 32 | 32 | 1 | 4583 | 54996 | 0.012587 | 3 | 1 | 2 | 35 | 13 | 35 | 3 | 1
FLT - 4 | INTANK 63 | Crude Oil | 130521 | 5481882 | 45 | 144 | 1 | 130521 | 1566252 | 3.762 | 4 | 1 | 2 | 47 | 13 | 47 | 4 | 1
FLT - 5 | INTANK 68 | Crude Oil | 81087 | 3405654 | 39.08 | 120 | 1 | 81087 | 973044 | 2.9127 | 5 | 1 | 2 | 59 | 13 | 59 | 5 | 1
FLT - 6 | INTANK 71 | Av-Gas | 35808 | 1503936 | 40 | 80 | 1 | 35808 | 429696 | 1.6339 | 6 | 1 | 2 | 71 | 13 | 71 | 6 | 1
FLT - 7 | INTANK 95 | Distillates | 9668 | 406056 | 30 | 48 | 1 | 9668 | 116016 | 0.018421 | 7 | 1 | 2 | 83 | 13 | 83 | 7 | 1
FLT - 8 | INTANK 104 | Crude Oil | 133421 | 5603682 | 46 | 144 | 1 | 133421 | 1601052 | 4.5938 | 8 | 1 | 2 | 95 | 13 | 95 | 8 | 1
FLT - 9 | INTANK 114 | Distillates | 15129 | 635418 | 40 | 52 | 1 | 15129 | 181548 | 0.023393 | 9 | 1 | 2 | 107 | 13 | 107 | 9 | 1
FLT - 10 | INTANK 130 | Crude Oil | 80568 | 3383856 | 40 | 120 | 1 | 80568 | 966816 | 3.0321 | 10 | 1 | 2 | 119 | 13 | 119 | 10 | 1
[9 empty] | Floating Roof Total: | 21.5348
Fixed Roof Tank Setup
SS Tank Name | Tank Number | Tank Contents | Shell Capacity |  | Shell Height | Diameter | Multiplier | Throughput/month | Throughput/yr | Emissions | FX Input Row |  |  | Fx Calc Row
|  |  | (bbl) | (gal) | (ft) | (ft) |  | (bbl/mo) | (bbl) | (tons) |  | SS# Column | Tank #
FX - 1 | FIXTANK 66 | Distillates | 80568 | 3383856 | 40 | 120 | 1 | 80568 | 966816 | 0.61221 | 1 | 1 | 2 | 1
FX - 2 | FIXTANK 67 | Distillates | 80568 | 3383856 | 40 | 120 | 1 | 80568 | 966816 | 0.61221 | 3 | 1 | 2 | 2
FX - 3 | FIXTANK 69 | Distillates | 56285 | 2363970 | 40 | 100 | 1 | 56285 | 675420 | 0.4258 | 5 | 1 | 2 | 3
FX - 4 | FIXTANK 70 | Distillates | 8716 | 366072 | 48.33 | 36 | 1 | 8716 | 104592 | 0.043573 | 7 | 1 | 2 | 4
FX - 5 | FIXTANK 74 | Distillates | 51564 | 2165688 | 40 | 96 | 1 | 51564 | 618768 | 0.25778 | 9 | 1 | 2 | 5
FX - 6 | FIXTANK 93 | Distillates | 71061 | 2984562 | 40.5 | 112 | 1 | 71061 | 852732 | 0.35524 | 11 | 1 | 2 | 6
FX - 7 | FIXTANK 100 | Distillates | 80568 | 3383856 | 40 | 120 | 1 | 80568 | 966816 | 0.61221 | 13 | 1 | 2 | 7
FX - 8 | FIXTANK 101 | Distillates | 80568 | 3383856 | 40 | 120 | 1 | 80568 | 966816 | 0.61221 | 15 | 1 | 2 | 8
FX - 9 | FIXTANK 102 | Distillates | 80568 | 3383856 | 40 | 120 | 1 | 80568 | 966816 | 0.61221 | 17 | 1 | 2 | 9
FX - 10 | FIXTANK 110 | Distillates | 11119 | 466998 | 32 | 50 | 1 | 11119 | 133428 | 0.055586 | 19 | 1 | 2 | 10
FX - 11 | FIXTANK 111 | Out of Service/Demolished | 7162 | 300804 | 32 | 40 | 0 | 0 | 0 | 0 | 21 | 1 | 2 | 11
FX - 12 | FIXTANK 112 | Distillates | 31583 | 1326486 | 32 | 84 | 1 | 31583 | 378996 | 0.23961 | 23 | 1 | 2 | 12
FX - 13 | FIXTANK 113 | Out of Service/Demolished | 15663 | 657846 | 32 | 60 | 0 | 0 | 0 | 0 | 25 | 1 | 2 | 13
FX - 14 | FIXTANK 121 | Distillates | 4583 | 192486 | 32 | 32 | 1 | 4583 | 54996 | 0.04481 | 27 | 1 | 2 | 14
FX - 15 | FIXTANK 122 | Distillates | 4583 | 192486 | 32 | 32 | 1 | 4583 | 54996 | 0.022911 | 29 | 1 | 2 | 15
FX - 16 | FIXTANK 123 | Distillates | 4583 | 192486 | 32 | 32 | 1 | 4583 | 54996 | 0.022911 | 31 | 1 | 2 | 16
FX - 17 | FIXTANK 124 | Distillates | 11190 | 469980 | 32 | 50 | 1 | 11190 | 134280 | 0.05594 | 33 | 1 | 2 | 17
FX - 18 | FIXTANK 125 | Distillates | 11190 | 469980 | 32 | 50 | 1 | 11190 | 134280 | 0.05594 | 35 | 1 | 2 | 18
FX - 19 | FIXTANK 126 | Distillates | 4500 | 189000 | 35 | 30 | 1 | 4500 | 54000 | 0.022496 | 37 | 1 | 2 | 19
FX - 20 | FIXTANK 127 | Distillates | 20142 | 845964 | 40 | 60 | 1 | 20142 | 241704 | 0.10069 | 39 | 1 | 2 | 20
FX - 21 | FIXTANK 128 | Distillates | 55950 | 2349900 | 40 | 100 | 1 | 55950 | 671400 | 0.2797 | 41 | 1 | 2 | 21
FX - 22 | FIXTANK 129 | Distillates | 80568 | 3383856 | 40 | 120 | 1 | 80568 | 966816 | 0.40277 | 43 | 1 | 2 | 22
FX - 23 | FIXTANK 140 | Out of Service/Demolished | 1088 | 45696 | 24 | 18 | 0 | 0 | 0 | 0 | 45 | 1 | 2 | 23
FX - 24 | FIXTANK 141 | Out of Service/Demolished | 1088 | 45696 | 24 | 18 | 0 | 0 | 0 | 0 | 47 | 1 | 2 | 24
FX - 25 | FIXTANK 142 | Out of Service/Demolished | 1088 | 45696 | 24 | 18 | 0 | 0 | 0 | 0 | 49 | 1 | 2 | 25
FX - 26 | FIXTANK 143 | Out of Service/Demolished | 1088 | 45696 | 24 | 18 | 0 | 0 | 0 | 0 | 51 | 1 | 2 | 26
FX - 27 | FIXTANK 144 | Out of Service/Demolished | 1088 | 45696 | 24 | 18 | 0 | 0 | 0 | 0 | 53 | 1 | 2 | 27
FX - 28 | FIXTANK 145 | Out of Service/Demolished | 1088 | 45696 | 24 | 18 | 0 | 0 | 0 | 0 | 55 | 1 | 2 | 28
FX - 29 | FIXTANK 146 | Out of Service/Demolished | 1088 | 45696 | 24 | 18 | 0 | 0 | 0 | 0 | 57 | 1 | 2 | 29
FX - 30 | FIXTANK 147 | Out of Service/Demolished | 1088 | 45696 | 24 | 18 | 0 | 0 | 0 | 0 | 59 | 1 | 2 | 30
FX - 31 | FIXTANK 148 | Out of Service/Demolished | 1088 | 45696 | 24 | 18 | 0 | 0 | 0 | 0 | 61 | 1 | 2 | 31
FX - 32 | FIXTANK 149 | Out of Service/Demolished | 1088 | 45696 | 24 | 18 | 0 | 0 | 0 | 0 | 63 | 1 | 2 | 32
FX - 33 | FIXTANK 150 | Out of Service/Demolished | 1088 | 45696 | 24 | 18 | 0 | 0 | 0 | 0 | 65 | 1 | 2 | 33
FX - 34 | FIXTANK 151 | Out of Service/Demolished | 725 | 30450 | 36 | 12 | 0 | 0 | 0 | 0 | 67 | 1 | 2 | 34
FX - 35 | FIXTANK 152 | Out of Service/Demolished | 725 | 30450 | 36 | 12 | 0 | 0 | 0 | 0 | 69 | 1 | 2 | 35
FX - 36 | FIXTANK 157 | Out of Service/Demolished | 1088 | 45696 | 20 | 18 | 0 | 0 | 0 | 0 | 71 | 1 | 2 | 36
FX - 37 | FIXTANK 158 | Out of Service/Demolished | 1088 | 45696 | 24 | 18 | 0 | 0 | 0 | 0 | 73 | 1 | 2 | 37
FX - 38 | FIXTANK 166 | Distillates | 944 | 39648 | 30 | 15 | 1 | 944 | 11328 | 0.0047192 | 75 | 1 | 2 | 38
FX - 39 | FIXTANK 167 | Distillates | 944 | 39648 | 30 | 15 | 1 | 944 | 11328 | 0.0047192 | 77 | 1 | 2 | 39
FX - 40 | FIXTANK 168 | Distillates | 944 | 39648 | 30 | 15 | 1 | 944 | 11328 | 0.0047192 | 79 | 1 | 2 | 40
FX - 41 | FIXTANK 169 | Distillates | 566 | 23772 | 18 | 15 | 1 | 566 | 6792 | 0.0028295 | 81 | 1 | 2 | 41
FX - 42 | FIXTANK 170 | Distillates | 3223 | 135366 | 40 | 24 | 1 | 3223 | 38676 | 0.016112 | 83 | 1 | 2 | 42
FX - 43 | FIXTANK 171 | Distillates | 3223 | 135366 | 40 | 24 | 1 | 3223 | 38676 | 0.016112 | 85 | 1 | 2 | 43
FX - 44 | FIXTANK 172 | Distillates | 3223 | 135366 | 40 | 24 | 1 | 3223 | 38676 | 0.016112 | 87 | 1 | 2 | 44
FX - 45 | FIXTANK 173 | Distillates | 3223 | 135366 | 40 | 24 | 1 | 3223 | 38676 | 0.016112 | 89 | 1 | 2 | 45
FX - 46 | FIXTANK 174 | Distillates | 3223 | 135366 | 40 | 24 | 1 | 3223 | 38676 | 0.016112 | 91 | 1 | 2 | 46
FX - 47 | FIXTANK 176 | Out of Service/Demolished | 1000 | 42000 | 31.5 | 15 | 0 | 0 | 0 | 0 | 93 | 1 | 2 | 47
FX - 48 | FIXTANK 177 | Out of Service/Demolished | 721 | 30282 | 33 | 12.5 | 0 | 0 | 0 | 0 | 95 | 1 | 2 | 48
FX - 49 | FIXTANK 179 | Distillates | 463 | 19446 | 30 | 10.5 | 1 | 463 | 5556 | 0.003468 | 97 | 1 | 2 | 49
FX - 50 | FIXTANK 180 | Distillates | 463 | 19446 | 30 | 10.5 | 1 | 463 | 5556 | 0.003468 | 99 | 1 | 2 | 50
FX - 51 | FIXTANK 181 | Out of Service/Demolished | 1007 | 42294 | 32 | 15 | 0 | 0 | 0 | 0 | 101 | 1 | 2 | 51
FX - 52 | FIXTANK 182 | Distillates | 5290 | 222180 | 42 | 30 | 1 | 5290 | 63480 | 0.051552 | 103 | 1 | 2 | 52
FX - 53 | FIXTANK 183 | Distillates | 5290 | 222180 | 42 | 30 | 1 | 5290 | 63480 | 0.051552 | 105 | 1 | 2 | 53
FX - 54 | FIXTANK 184 | Distillates | 5287 | 222054 | 42 | 30 | 1 | 5287 | 63444 | 0.051533 | 107 | 1 | 2 | 54
FX - 55 | FIXTANK 185 | Distillates | 5287 | 222054 | 42 | 30 | 1 | 5287 | 63444 | 0.051533 | 109 | 1 | 2 | 55
FX - 56 | FIXTANK 202 | Distillates | 280 | 11760 | 20 | 10 | 1 | 280 | 3360 | 0.0020403 | 111 | 1 | 2 | 56
FX - 57 | FIXTANK 203 | Distillates | 485 | 20370 | 24 | 12 | 1 | 485 | 5820 | 0.0035312 | 113 | 1 | 2 | 57
FX - 58 | FIXTANK 204 | Distillates | 483 | 20286 | 24 | 12 | 1 | 483 | 5796 | 0.0035203 | 115 | 1 | 2 | 58
FX - 59 | FIXTANK 205 | Distillates | 483 | 20286 | 24 | 12 | 1 | 483 | 5796 | 0.0035203 | 117 | 1 | 2 | 59
FX - 60 | FIXTANK 207 | Distillates | 280 | 11760 | 20 | 10 | 1 | 280 | 3360 | 0.0020403 | 119 | 1 | 2 | 60
FX - 61 | FIXTANK 208 | Distillates | 280 | 11760 | 20 | 10 | 1 | 280 | 3360 | 0.0020403 | 121 | 1 | 2 | 61
FX - 62 | FIXTANK 209 | Distillates | 406 | 17052 | 24 | 11 | 1 | 406 | 4872 | 0.0020297 | 123 | 1 | 2 | 62
FX - 63 | FIXTANK 211 | Distillates | 500 | 21000 | 24 | 12 | 1 | 500 | 6000 | 0.0024996 | 125 | 1 | 2 | 63
FX - 64 | FIXTANK 213 | Distillates | 308 | 12936 | 20 | 10.5 | 1 | 308 | 3696 | 0.0015397 | 127 | 1 | 2 | 64
FX - 65 | FIXTANK 306 | Distillates | 70 | 2940 | 13 | 6 | 1 | 70 | 840 | 0.0015397 | 129 | 1 | 2 | 65
FX - 66 | FIXTANK 307 | Distillates | 85 | 3570 | 9 | 7 | 1 | 85 | 1020 | 0.00034994 | 131 | 1 | 2 | 66
FX - 67 | FIXTANK 317 | Distillates | 250 | 10500 | 17.5 | 10 | 1 | 250 | 3000 | 0.00034994 | 133 | 1 | 2 | 67
[9 empty] | Fixed Roof Total: | 5.7825
|  | Note: "Out of Service/Demonished" tanks are shown for information purposes. | [6 empty] | TANK TOTAL: | 27.3173

## Product Reference
|  | Surrogate Reference |  | RVP Reference
Product Group | Grouped Products | Product Group | Surrogate* | Product | RVP
Asphalt | Asphalt | Asphalt | Asphalt | Asphalt | N/A
Av-Gas | Aviation Gasoline | Av-Gas | Av-Gas | Av-Gas | 6.3
Crude Oil | Crude OIl | Crude Oil | Bakken Crude | Bakken Crude | 10.2
Distillates | Biodiesel | Distillates | Jet kerosene | Gasoline | 9
| Renewable Diesel | Ethanol | Ethanol | Jet kerosene | N/A | (aka: jet fuel, jet A)
| Ultra Low Sulfur Diesel | Renewable Feedstocks | No. 6 Fuel Oil | Ethanol | N/A | (denatured ethanol with up to 5% gasoline)
| Jet Fuel | Renewable Naphtha | Naphtha | No. 6 Fuel Oil | N/A
| Sustainable Aviation Fuel | Out of Service/Demolished | Out of Service | Naphtha | 5 | RVP calculated using SDS vapor pressure for renewable naphtha and AP-42, Figure 7.1-14a nomagraph for Naphtha
Ethanol | Ethanol denatured with up to 5% gasoline |  |  | Out of Service | N/A
Renewable Feedstocks | Soybean Oil
| Distillers Corn Oil | * VOC emissions calculated using surrogate product to represent product group.
Used Cooking Oil
Yellow Grease
Tallow
Choice White Grease
Camelina Oil
Carninata Oil
Canola Oil
Renewable Naphtha | Renewable Naphtha

## Throughput Summary
Product Group Throughput Summary
Product Group | Total Annual Throughput
| (bbl) | (gal)
Asphalt | 0 | 0
Av-Gas | 429696 | 18047232
Crude Oil | 8567832 | 359848944
Distillates | 10864080 | 456291360
Ethanol | 0 | 0
Renewable Feedstocks | 0 | 0
Renewable Naphtha | 0 | 0

## Emission Summary
Zenith Energy Terminal Facility
Portland, Oregon
ACDP Prior to Oct 3, 2027 Tank Emissions
Tank Number | Tank Contents | 12-Month Throughput | Air Contaminant | Tank VOC Emissions
|  |  |  | January | February | March | April | May | June | July | August | September | October | November | December | 12-Month
|  |  |  | N/A | N/A | N/A | N/A | N/A | N/A | N/A | N/A | N/A | N/A | N/A | N/A
|  | (barrels) |  | (lb) | (lb) | (lb) | (lb) | (lb) | (lb) | (lb) | (lb) | (lb) | (lb) | (lb) | (lb) | (lb) | (tons) | Flt Cons |  | Flt Product |  | Flt Input | Flt_Calc
Floating Roof Tanks | [17 empty] | Row | Name Column | Through Row | Annual Col |  | Row | Product Col | Jan Column | Feb Column
EXTANK 105 | Crude Oil | 1647876 | VOC | 413.2907 | 365.2227 | 417.5968 | 434.531 | 489.3079 | 525.4118 | 601.9022 | 551.4014 | 477.9201 | 425.719 | 403.0933 | 417.905 | 5523.3019 | 2.7617 | 1 | 2 | 11 | 13 | 11 | 1 | 1
EXTANK 106 | Crude Oil | 1812792 | VOC | 417.0605 | 368.9926 | 421.3667 | 438.3008 | 493.0778 | 529.1817 | 605.672 | 555.1712 | 481.6899 | 429.4889 | 406.8632 | 421.6748 | 5568.54 | 2.7843 | 2 | 2 | 23 | 13 | 23 | 2 | 1
EXTANK 120 | Distillates | 54996 | VOC | 1.8967 | 1.8594 | 1.9653 | 2.0467 | 2.2068 | 2.3173 | 2.5087 | 2.3787 | 2.1851 | 2.0048 | 1.9069 | 1.8986 | 25.175 | 0.012587 | 3 | 2 | 35 | 13 | 35 | 3 | 1
INTANK 63 | Crude Oil | 1566252 | VOC | 528.7517 | 493.1298 | 562.8491 | 581.7337 | 665.4615 | 700.6511 | 780.5488 | 782.185 | 714.7759 | 640.8124 | 548.211 | 524.8314 | 7523.9415 | 3.762 | 4 | 2 | 47 | 13 | 47 | 4 | 1
INTANK 68 | Crude Oil | 973044 | VOC | 409.226 | 381.5599 | 435.668 | 450.3066 | 515.2798 | 542.5871 | 604.5957 | 605.8824 | 553.5806 | 496.1973 | 424.3302 | 406.1846 | 5825.3983 | 2.9127 | 5 | 2 | 59 | 13 | 59 | 5 | 1
INTANK 71 | Av-Gas | 429696 | VOC | 222.9463 | 207.6525 | 239.85 | 250.0599 | 290.9458 | 309.2597 | 347.9978 | 348.9435 | 316.5217 | 279.045 | 233.6153 | 220.9926 | 3267.83 | 1.6339 | 6 | 2 | 71 | 13 | 71 | 6 | 1
INTANK 95 | Distillates | 116016 | VOC | 2.7509 | 2.7261 | 2.8708 | 2.965 | 3.1998 | 3.3279 | 3.5473 | 3.5244 | 3.3196 | 3.0559 | 2.8145 | 2.7391 | 36.8413 | 0.018421 | 7 | 2 | 83 | 13 | 83 | 7 | 1
INTANK 104 | Crude Oil | 1601052 | VOC | 644.4805 | 600.5252 | 686.519 | 709.7964 | 813.0627 | 856.4642 | 955.0134 | 957.0465 | 873.914 | 782.7018 | 668.4841 | 639.6461 | 9187.6539 | 4.5938 | 8 | 2 | 95 | 13 | 95 | 8 | 1
INTANK 114 | Distillates | 181548 | VOC | 3.6508 | 3.6092 | 3.7288 | 3.7881 | 3.9774 | 4.0848 | 4.2725 | 4.2783 | 4.1239 | 3.9199 | 3.711 | 3.6419 | 46.7868 | 0.023393 | 9 | 2 | 107 | 13 | 107 | 9 | 1
INTANK 130 | Crude Oil | 966816 | VOC | 425.8083 | 396.9199 | 453.3914 | 468.6575 | 536.4642 | 564.9625 | 629.6805 | 631.0349 | 576.4577 | 516.5806 | 441.5738 | 422.6349 | 6064.166 | 3.0321 | 10 | 2 | 119 | 13 | 119 | 10 | 1
Floating Roof Totals: |  | 9350088 |  | 3069.8622 | 2822.1973 | 3225.8059 | 3342.1857 | 3812.9837 | 4038.2481 | 4535.739 | 4441.8463 | 4004.4885 | 3579.5256 | 3134.6033 | 3062.1489 | 43069.6345 | 21.5348 | FX Input Row |  | Fx Calc Row
Fixed Roof Tanks | [18 empty] | Tank #
FIXTANK 66 | Distillates | 966816 | VOC | 65.0474 | 72.2383 | 81.8161 | 94.5908 | 115.8871 | 129.3746 | 147.784 | 146.0283 | 133.3053 | 100.1807 | 74.789 | 63.3728 | 1224.4145 | 0.61221 | 1 | 2 | 1
FIXTANK 67 | Distillates | 966816 | VOC | 65.0474 | 72.2383 | 81.8161 | 94.5908 | 115.8871 | 129.3746 | 147.784 | 146.0283 | 133.3053 | 100.1807 | 74.789 | 63.3728 | 1224.4145 | 0.61221 | 3 | 2 | 2
FIXTANK 69 | Distillates | 675420 | VOC | 45.3112 | 50.2844 | 56.9139 | 65.7755 | 80.5535 | 89.9443 | 102.7224 | 101.5121 | 92.6652 | 69.6867 | 52.0772 | 44.1519 | 851.5984 | 0.4258 | 5 | 2 | 3
FIXTANK 70 | Distillates | 104592 | VOC | 5.58 | 5.7302 | 6.0015 | 6.5141 | 7.5462 | 8.5149 | 9.5016 | 9.6354 | 8.9683 | 7.4262 | 6.2022 | 5.5246 | 87.1451 | 0.043573 | 7 | 2 | 4
FIXTANK 74 | Distillates | 618768 | VOC | 33.0113 | 33.8997 | 35.505 | 38.5378 | 44.6434 | 50.3745 | 56.2115 | 57.0031 | 53.0567 | 43.9335 | 36.692 | 32.6834 | 515.552 | 0.25778 | 9 | 2 | 5
FIXTANK 93 | Distillates | 852732 | VOC | 45.4933 | 46.7176 | 48.9299 | 53.1094 | 61.5236 | 69.4218 | 77.4657 | 78.5568 | 73.1181 | 60.5453 | 50.5658 | 45.0414 | 710.4887 | 0.35524 | 11 | 2 | 6
FIXTANK 100 | Distillates | 966816 | VOC | 65.0474 | 72.2383 | 81.8161 | 94.5908 | 115.8871 | 129.3746 | 147.784 | 146.0283 | 133.3053 | 100.1807 | 74.789 | 63.3728 | 1224.4145 | 0.61221 | 13 | 2 | 7
FIXTANK 101 | Distillates | 966816 | VOC | 65.0474 | 72.2383 | 81.8161 | 94.5908 | 115.8871 | 129.3746 | 147.784 | 146.0283 | 133.3053 | 100.1807 | 74.789 | 63.3728 | 1224.4145 | 0.61221 | 15 | 2 | 8
FIXTANK 102 | Distillates | 966816 | VOC | 65.0474 | 72.2383 | 81.8161 | 94.5908 | 115.8871 | 129.3746 | 147.784 | 146.0283 | 133.3053 | 100.1807 | 74.789 | 63.3728 | 1224.4145 | 0.61221 | 17 | 2 | 9
FIXTANK 110 | Distillates | 133428 | VOC | 7.1184 | 7.31 | 7.6561 | 8.3101 | 9.6267 | 10.8625 | 12.1212 | 12.2919 | 11.4409 | 9.4736 | 7.9121 | 7.0477 | 111.171 | 0.055586 | 19 | 2 | 10
FIXTANK 111 | Out of Service/Demolished | 0 | VOC | 0 | 0 | 0 | 0 | 0 | 0 | 0 | 0 | 0 | 0 | 0 | 0 | 0 | 0 | 21 | 2 | 11
FIXTANK 112 | Distillates | 378996 | VOC | 25.4695 | 28.2775 | 32.0191 | 37.0148 | 45.3457 | 50.6301 | 57.8351 | 57.1498 | 52.1667 | 39.2088 | 29.2802 | 24.8154 | 479.2125 | 0.23961 | 23 | 2 | 12
FIXTANK 113 | Out of Service/Demolished | 0 | VOC | 0 | 0 | 0 | 0 | 0 | 0 | 0 | 0 | 0 | 0 | 0 | 0 | 0 | 0 | 25 | 2 | 13
FIXTANK 121 | Distillates | 54996 | VOC | 4.032 | 4.7138 | 5.7097 | 7.1001 | 9.1913 | 10.3866 | 12.0409 | 11.4036 | 9.7573 | 6.7254 | 4.6686 | 3.8898 | 89.619 | 0.04481 | 27 | 2 | 14
FIXTANK 122 | Distillates | 54996 | VOC | 2.934 | 3.013 | 3.1557 | 3.4252 | 3.9679 | 4.4773 | 4.9961 | 5.0664 | 4.7157 | 3.9048 | 3.2612 | 2.9049 | 45.8222 | 0.022911 | 29 | 2 | 15
FIXTANK 123 | Distillates | 54996 | VOC | 2.934 | 3.013 | 3.1557 | 3.4252 | 3.9679 | 4.4773 | 4.9961 | 5.0664 | 4.7157 | 3.9048 | 3.2612 | 2.9049 | 45.8222 | 0.022911 | 31 | 2 | 16
FIXTANK 124 | Distillates | 134280 | VOC | 7.1638 | 7.3566 | 7.705 | 8.3632 | 9.6881 | 10.9319 | 12.1986 | 12.3704 | 11.5139 | 9.5341 | 7.9626 | 7.0927 | 111.8809 | 0.05594 | 33 | 2 | 17
FIXTANK 125 | Distillates | 134280 | VOC | 7.1638 | 7.3566 | 7.705 | 8.3632 | 9.6881 | 10.9319 | 12.1986 | 12.3704 | 11.5139 | 9.5341 | 7.9626 | 7.0927 | 111.8809 | 0.05594 | 35 | 2 | 18
FIXTANK 126 | Distillates | 54000 | VOC | 2.8809 | 2.9584 | 3.0985 | 3.3632 | 3.896 | 4.3962 | 4.9056 | 4.9747 | 4.6303 | 3.8341 | 3.2021 | 2.8523 | 44.9923 | 0.022496 | 37 | 2 | 19
FIXTANK 127 | Distillates | 241704 | VOC | 12.8949 | 13.2419 | 13.869 | 15.0537 | 17.4387 | 19.6774 | 21.9574 | 22.2666 | 20.7251 | 17.1614 | 14.3327 | 12.7668 | 201.3856 | 0.10069 | 39 | 2 | 20
FIXTANK 128 | Distillates | 671400 | VOC | 35.8192 | 36.7832 | 38.525 | 41.8158 | 48.4407 | 54.6594 | 60.9928 | 61.8518 | 57.5697 | 47.6704 | 39.813 | 35.4634 | 559.4045 | 0.2797 | 41 | 2 | 21
FIXTANK 129 | Distillates | 966816 | VOC | 51.5796 | 52.9678 | 55.476 | 60.2148 | 69.7547 | 78.7095 | 87.8296 | 89.0666 | 82.9003 | 68.6454 | 57.3308 | 51.0674 | 805.5424 | 0.40277 | 43 | 2 | 22
FIXTANK 140 | Out of Service/Demolished | 0 | VOC | 0 | 0 | 0 | 0 | 0 | 0 | 0 | 0 | 0 | 0 | 0 | 0 | 0 | 0 | 45 | 2 | 23
FIXTANK 141 | Out of Service/Demolished | 0 | VOC | 0 | 0 | 0 | 0 | 0 | 0 | 0 | 0 | 0 | 0 | 0 | 0 | 0 | 0 | 47 | 2 | 24
FIXTANK 142 | Out of Service/Demolished | 0 | VOC | 0 | 0 | 0 | 0 | 0 | 0 | 0 | 0 | 0 | 0 | 0 | 0 | 0 | 0 | 49 | 2 | 25
FIXTANK 143 | Out of Service/Demolished | 0 | VOC | 0 | 0 | 0 | 0 | 0 | 0 | 0 | 0 | 0 | 0 | 0 | 0 | 0 | 0 | 51 | 2 | 26
FIXTANK 144 | Out of Service/Demolished | 0 | VOC | 0 | 0 | 0 | 0 | 0 | 0 | 0 | 0 | 0 | 0 | 0 | 0 | 0 | 0 | 53 | 2 | 27
FIXTANK 145 | Out of Service/Demolished | 0 | VOC | 0 | 0 | 0 | 0 | 0 | 0 | 0 | 0 | 0 | 0 | 0 | 0 | 0 | 0 | 55 | 2 | 28
FIXTANK 146 | Out of Service/Demolished | 0 | VOC | 0 | 0 | 0 | 0 | 0 | 0 | 0 | 0 | 0 | 0 | 0 | 0 | 0 | 0 | 57 | 2 | 29
FIXTANK 147 | Out of Service/Demolished | 0 | VOC | 0 | 0 | 0 | 0 | 0 | 0 | 0 | 0 | 0 | 0 | 0 | 0 | 0 | 0 | 59 | 2 | 30
FIXTANK 148 | Out of Service/Demolished | 0 | VOC | 0 | 0 | 0 | 0 | 0 | 0 | 0 | 0 | 0 | 0 | 0 | 0 | 0 | 0 | 61 | 2 | 31
FIXTANK 149 | Out of Service/Demolished | 0 | VOC | 0 | 0 | 0 | 0 | 0 | 0 | 0 | 0 | 0 | 0 | 0 | 0 | 0 | 0 | 63 | 2 | 32
FIXTANK 150 | Out of Service/Demolished | 0 | VOC | 0 | 0 | 0 | 0 | 0 | 0 | 0 | 0 | 0 | 0 | 0 | 0 | 0 | 0 | 65 | 2 | 33
FIXTANK 151 | Out of Service/Demolished | 0 | VOC | 0 | 0 | 0 | 0 | 0 | 0 | 0 | 0 | 0 | 0 | 0 | 0 | 0 | 0 | 67 | 2 | 34
FIXTANK 152 | Out of Service/Demolished | 0 | VOC | 0 | 0 | 0 | 0 | 0 | 0 | 0 | 0 | 0 | 0 | 0 | 0 | 0 | 0 | 69 | 2 | 35
FIXTANK 157 | Out of Service/Demolished | 0 | VOC | 0 | 0 | 0 | 0 | 0 | 0 | 0 | 0 | 0 | 0 | 0 | 0 | 0 | 0 | 71 | 2 | 36
FIXTANK 158 | Out of Service/Demolished | 0 | VOC | 0 | 0 | 0 | 0 | 0 | 0 | 0 | 0 | 0 | 0 | 0 | 0 | 0 | 0 | 73 | 2 | 37
FIXTANK 166 | Distillates | 11328 | VOC | 0.60435 | 0.62061 | 0.65 | 0.70553 | 0.8173 | 0.92222 | 1.0291 | 1.0436 | 0.97133 | 0.80431 | 0.67173 | 0.59835 | 9.4384 | 0.0047192 | 75 | 2 | 38
FIXTANK 167 | Distillates | 11328 | VOC | 0.60435 | 0.62061 | 0.65 | 0.70553 | 0.8173 | 0.92222 | 1.0291 | 1.0436 | 0.97133 | 0.80431 | 0.67173 | 0.59835 | 9.4384 | 0.0047192 | 77 | 2 | 39
FIXTANK 168 | Distillates | 11328 | VOC | 0.60435 | 0.62061 | 0.65 | 0.70553 | 0.8173 | 0.92222 | 1.0291 | 1.0436 | 0.97133 | 0.80431 | 0.67173 | 0.59835 | 9.4384 | 0.0047192 | 79 | 2 | 40
FIXTANK 169 | Distillates | 6792 | VOC | 0.36235 | 0.37211 | 0.38973 | 0.42302 | 0.49003 | 0.55294 | 0.61701 | 0.6257 | 0.58238 | 0.48224 | 0.40276 | 0.35875 | 5.659 | 0.0028295 | 81 | 2 | 41
FIXTANK 170 | Distillates | 38676 | VOC | 2.0634 | 2.1189 | 2.2192 | 2.4088 | 2.7904 | 3.1487 | 3.5135 | 3.563 | 3.3163 | 2.7461 | 2.2934 | 2.0429 | 32.2245 | 0.016112 | 83 | 2 | 42
FIXTANK 171 | Distillates | 38676 | VOC | 2.0634 | 2.1189 | 2.2192 | 2.4088 | 2.7904 | 3.1487 | 3.5135 | 3.563 | 3.3163 | 2.7461 | 2.2934 | 2.0429 | 32.2245 | 0.016112 | 85 | 2 | 43
FIXTANK 172 | Distillates | 38676 | VOC | 2.0634 | 2.1189 | 2.2192 | 2.4088 | 2.7904 | 3.1487 | 3.5135 | 3.563 | 3.3163 | 2.7461 | 2.2934 | 2.0429 | 32.2245 | 0.016112 | 87 | 2 | 44
FIXTANK 173 | Distillates | 38676 | VOC | 2.0634 | 2.1189 | 2.2192 | 2.4088 | 2.7904 | 3.1487 | 3.5135 | 3.563 | 3.3163 | 2.7461 | 2.2934 | 2.0429 | 32.2245 | 0.016112 | 89 | 2 | 45
FIXTANK 174 | Distillates | 38676 | VOC | 2.0634 | 2.1189 | 2.2192 | 2.4088 | 2.7904 | 3.1487 | 3.5135 | 3.563 | 3.3163 | 2.7461 | 2.2934 | 2.0429 | 32.2245 | 0.016112 | 91 | 2 | 46
FIXTANK 176 | Out of Service/Demolished | 0 | VOC | 0 | 0 | 0 | 0 | 0 | 0 | 0 | 0 | 0 | 0 | 0 | 0 | 0 | 0 | 93 | 2 | 47
FIXTANK 177 | Out of Service/Demolished | 0 | VOC | 0 | 0 | 0 | 0 | 0 | 0 | 0 | 0 | 0 | 0 | 0 | 0 | 0 | 0 | 95 | 2 | 48
FIXTANK 179 | Distillates | 5556 | VOC | 0.37028 | 0.41025 | 0.46365 | 0.53541 | 0.6552 | 0.73193 | 0.83562 | 0.82596 | 0.75387 | 0.56772 | 0.42521 | 0.36094 | 6.936 | 0.003468 | 97 | 2 | 49
FIXTANK 180 | Distillates | 5556 | VOC | 0.37028 | 0.41025 | 0.46365 | 0.53541 | 0.6552 | 0.73193 | 0.83562 | 0.82596 | 0.75387 | 0.56772 | 0.42521 | 0.36094 | 6.936 | 0.003468 | 99 | 2 | 50
FIXTANK 181 | Out of Service/Demolished | 0 | VOC | 0 | 0 | 0 | 0 | 0 | 0 | 0 | 0 | 0 | 0 | 0 | 0 | 0 | 0 | 101 | 2 | 51
FIXTANK 182 | Distillates | 63480 | VOC | 4.6459 | 5.4289 | 6.5721 | 8.1687 | 10.5694 | 11.9429 | 13.8408 | 13.1108 | 11.2218 | 7.741 | 5.3782 | 4.4826 | 103.1032 | 0.051552 | 103 | 2 | 52
FIXTANK 183 | Distillates | 63480 | VOC | 4.6459 | 5.4289 | 6.5721 | 8.1687 | 10.5694 | 11.9429 | 13.8408 | 13.1108 | 11.2218 | 7.741 | 5.3782 | 4.4826 | 103.1032 | 0.051552 | 105 | 2 | 53
FIXTANK 184 | Distillates | 63444 | VOC | 4.6438 | 5.4267 | 6.5697 | 8.1659 | 10.566 | 11.939 | 13.8364 | 13.1065 | 11.218 | 7.7381 | 5.3759 | 4.4806 | 103.0666 | 0.051533 | 107 | 2 | 54
FIXTANK 185 | Distillates | 63444 | VOC | 4.6438 | 5.4267 | 6.5697 | 8.1659 | 10.566 | 11.939 | 13.8364 | 13.1065 | 11.218 | 7.7381 | 5.3759 | 4.4806 | 103.0666 | 0.051533 | 109 | 2 | 55
FIXTANK 202 | Distillates | 3360 | VOC | 0.21808 | 0.24117 | 0.2723 | 0.31511 | 0.38595 | 0.4322 | 0.49317 | 0.48627 | 0.44147 | 0.33233 | 0.2498 | 0.21272 | 4.0806 | 0.0020403 | 111 | 2 | 56
FIXTANK 203 | Distillates | 5820 | VOC | 0.37758 | 0.4175 | 0.47132 | 0.54538 | 0.6679 | 0.74794 | 0.85338 | 0.84147 | 0.76396 | 0.57521 | 0.43246 | 0.36831 | 7.0624 | 0.0035312 | 113 | 2 | 57
FIXTANK 204 | Distillates | 5796 | VOC | 0.37627 | 0.41612 | 0.46984 | 0.54372 | 0.66594 | 0.74572 | 0.85089 | 0.83899 | 0.7617 | 0.5734 | 0.43099 | 0.36701 | 7.0406 | 0.0035203 | 115 | 2 | 58
FIXTANK 205 | Distillates | 5796 | VOC | 0.37627 | 0.41612 | 0.46984 | 0.54372 | 0.66594 | 0.74572 | 0.85089 | 0.83899 | 0.7617 | 0.5734 | 0.43099 | 0.36701 | 7.0406 | 0.0035203 | 117 | 2 | 59
FIXTANK 207 | Distillates | 3360 | VOC | 0.21808 | 0.24117 | 0.2723 | 0.31511 | 0.38595 | 0.4322 | 0.49317 | 0.48627 | 0.44147 | 0.33233 | 0.2498 | 0.21272 | 4.0806 | 0.0020403 | 119 | 2 | 60
FIXTANK 208 | Distillates | 3360 | VOC | 0.21808 | 0.24117 | 0.2723 | 0.31511 | 0.38595 | 0.4322 | 0.49317 | 0.48627 | 0.44147 | 0.33233 | 0.2498 | 0.21272 | 4.0806 | 0.0020403 | 121 | 2 | 61
FIXTANK 209 | Distillates | 4872 | VOC | 0.25992 | 0.26692 | 0.27956 | 0.30344 | 0.35151 | 0.39663 | 0.44259 | 0.44883 | 0.41775 | 0.34592 | 0.2889 | 0.25734 | 4.0593 | 0.0020297 | 123 | 2 | 62
FIXTANK 211 | Distillates | 6000 | VOC | 0.3201 | 0.32871 | 0.34428 | 0.37369 | 0.43289 | 0.48847 | 0.54507 | 0.55274 | 0.51447 | 0.42601 | 0.35579 | 0.31692 | 4.9991 | 0.0024996 | 125 | 2 | 63
FIXTANK 213 | Distillates | 3696 | VOC | 0.19718 | 0.20249 | 0.21208 | 0.23019 | 0.26666 | 0.3009 | 0.33576 | 0.34049 | 0.31692 | 0.26242 | 0.21917 | 0.19522 | 3.0795 | 0.0015397 | 127 | 2 | 64
FIXTANK 306 | Distillates | 840 | VOC | 0.19718 | 0.20249 | 0.21208 | 0.23019 | 0.26666 | 0.3009 | 0.33576 | 0.34049 | 0.31692 | 0.26242 | 0.21917 | 0.19522 | 3.0795 | 0.0015397 | 129 | 2 | 64
FIXTANK 307 | Distillates | 1020 | VOC | 0.044814 | 0.04602 | 0.048199 | 0.052316 | 0.060605 | 0.068385 | 0.076309 | 0.077384 | 0.072026 | 0.059641 | 0.049811 | 0.044369 | 0.69988 | 0.00034994 | 131 | 2 | 65
FIXTANK 317 | Distillates | 3000 | VOC | 0.044814 | 0.04602 | 0.048199 | 0.052316 | 0.060605 | 0.068385 | 0.076309 | 0.077384 | 0.072026 | 0.059641 | 0.049811 | 0.044369 | 0.69988 | 0.00034994 | 133 | 2 | 65
Fixed Roof Totals: |  | 10511520 |  | 646.6535 | 700.4166 | 775.425 | 881.9789 | 1065.5691 | 1193.9913 | 1355.6836 | 1346.8712 | 1232.8912 | 951.1432 | 734.9629 | 633.3924 | 11564.9008 | 5.7825
TOTALS: |  | 19861608 |  | 3716.5157 | 3522.6139 | 4001.2309 | 4224.1646 | 4878.5528 | 5232.2393 | 5891.4225 | 5788.7175 | 5237.3797 | 4530.6688 | 3869.5663 | 3695.5414 | 54634.5353 | 27.3173
|  |  | Month | 1 | 2 | 3 | 4 | 5 | 6 | 7 | 8 | 9 | 10 | 11 | 12 | 13 | 14
|  |  | Flt Calc Row | 16 | 32 | 48 | 64 | 80 | 96 | 112 | 128 | 144 | 160 | 176 | 192 | 208 | 224
Column | 15 | 101 | Fx_Calc Row | 33 | 52 | 71 | 90 | 109 | 128 | 147 | 166 | 185 | 204 | 223 | 242
|  | 834187536 |  | 1.8583 | 1.7613 | 2.0006 | 2.1121 | 2.4393 | 2.6161 | 2.9457 | 2.8944 | 2.6187 | 2.2653 | 1.9348 | 1.8478

## Temperature Summary
Zenith Energy Terminal Facility
Portland, Oregon
Tank Termperature Summary
Tank Number | Tank Contents | Air Contaminant | Vapor Pressures
|  |  | January | February | March | April | May | June | July | August | September | October | November | December
|  |  | N/A | N/A | N/A | N/A | N/A | N/A | N/A | N/A | N/A | N/A | N/A | 2021
|  |  | (°F) | (°F) | (°F) | (°F) | (°F) | (°F) | (°F) | (°F) | (°F) | (°F) | (°F) | (°F) | Flt Cons |  | Flt Product |  | Flt Input | Flt_Calc
Floating Roof Tanks | [14 empty] | Row | Name Column | Through Row | Annual Col |  | Row | Product Col | Jan Column | Feb Column
EXTANK 105 | Crude Oil | VOC | 44.7243 | 46.2808 | 48.4105 | 51.8985 | 57.1994 | 61.2365 | 64.9499 | 64.8308 | 61.751 | 54.568 | 48.1301 | 44.3956 | 1 | 2 | 11 | 13 | 11 | 1 | 1
EXTANK 106 | Crude Oil | VOC | 44.7243 | 46.2808 | 48.4105 | 51.8985 | 57.1994 | 61.2365 | 64.9499 | 64.8308 | 61.751 | 54.568 | 48.1301 | 44.3956 | 2 | 2 | 23 | 13 | 23 | 2 | 1
EXTANK 120 | Distillates | VOC | 46.1456 | 48.8183 | 52.1196 | 57.1936 | 63.6998 | 68.1175 | 72.1735 | 71.1409 | 66.8092 | 57.6469 | 49.7838 | 45.6729 | 3 | 2 | 35 | 13 | 35 | 3 | 1
INTANK 63 | Crude Oil | VOC | 44.4585 | 45.6769 | 47.528 | 50.6385 | 55.6526 | 59.5991 | 63.231 | 63.3293 | 60.5474 | 53.8353 | 47.7366 | 44.0917 | 4 | 2 | 47 | 13 | 47 | 4 | 1
INTANK 68 | Crude Oil | VOC | 44.4564 | 45.6733 | 47.5227 | 50.631 | 55.6434 | 59.5894 | 63.2208 | 63.3204 | 60.5402 | 53.831 | 47.7343 | 44.0899 | 5 | 2 | 59 | 13 | 59 | 5 | 1
INTANK 71 | Av-Gas | VOC | 44.4317 | 45.6301 | 47.4596 | 50.5409 | 55.5327 | 59.4722 | 63.0978 | 63.213 | 60.4541 | 53.7786 | 47.7061 | 44.0682 | 6 | 2 | 71 | 13 | 71 | 6 | 1
INTANK 95 | Distillates | VOC | 45.3704 | 47.2722 | 49.8597 | 53.9673 | 59.7391 | 63.9249 | 67.7722 | 67.2962 | 63.7272 | 55.7709 | 48.7762 | 44.8947 | 7 | 2 | 83 | 13 | 83 | 7 | 1
INTANK 104 | Crude Oil | VOC | 44.4573 | 45.6749 | 47.525 | 50.6344 | 55.6474 | 59.5937 | 63.2253 | 63.3243 | 60.5434 | 53.8329 | 47.7353 | 44.0907 | 8 | 2 | 95 | 13 | 95 | 8 | 1
INTANK 114 | Distillates | VOC | 44.4044 | 45.5823 | 47.3896 | 50.441 | 55.4101 | 59.3425 | 62.9616 | 63.0939 | 60.3587 | 53.7205 | 47.675 | 44.0441 | 9 | 2 | 107 | 13 | 107 | 9 | 1
INTANK 130 | Crude Oil | VOC | 44.4551 | 45.671 | 47.5193 | 50.6261 | 55.6373 | 59.583 | 63.2141 | 63.3145 | 60.5355 | 53.8281 | 47.7328 | 44.0887 | 10 | 2 | 119 | 13 | 119 | 10 | 1
Floating Roof Totals: |  |  | 447.628 | 462.5607 | 483.7445 | 518.4699 | 571.3612 | 611.6953 | 648.796 | 647.6942 | 617.0176 | 545.3803 | 481.1404 | 443.8322 | FX Input Row |  | Fx Calc Row
Fixed Roof Tanks | [15 empty] | Tank #
FIXTANK 66 | Distillates | VOC | 44.7489 | 46.185 | 48.2706 | 51.6987 | 56.9541 | 60.9768 | 64.6773 | 64.5927 | 61.5601 | 54.4518 | 48.0677 | 44.3475 | 1 | 2 | 1
FIXTANK 67 | Distillates | VOC | 44.7489 | 46.185 | 48.2706 | 51.6987 | 56.9541 | 60.9768 | 64.6773 | 64.5927 | 61.5601 | 54.4518 | 48.0677 | 44.3475 | 3 | 2 | 2
FIXTANK 69 | Distillates | VOC | 44.7489 | 46.185 | 48.2706 | 51.6987 | 56.9541 | 60.9768 | 64.6773 | 64.5927 | 61.5601 | 54.4518 | 48.0677 | 44.3475 | 5 | 2 | 3
FIXTANK 70 | Distillates | VOC | 43.9 | 44.7 | 46.1 | 48.6 | 53.15 | 56.95 | 60.45 | 60.9 | 58.6 | 52.65 | 47.1 | 43.6 | 7 | 2 | 4
FIXTANK 74 | Distillates | VOC | 43.9 | 44.7 | 46.1 | 48.6 | 53.15 | 56.95 | 60.45 | 60.9 | 58.6 | 52.65 | 47.1 | 43.6 | 9 | 2 | 5
FIXTANK 93 | Distillates | VOC | 43.9 | 44.7 | 46.1 | 48.6 | 53.15 | 56.95 | 60.45 | 60.9 | 58.6 | 52.65 | 47.1 | 43.6 | 11 | 2 | 6
FIXTANK 100 | Distillates | VOC | 44.7489 | 46.185 | 48.2706 | 51.6987 | 56.9541 | 60.9768 | 64.6773 | 64.5927 | 61.5601 | 54.4518 | 48.0677 | 44.3475 | 13 | 2 | 7
FIXTANK 101 | Distillates | VOC | 44.7489 | 46.185 | 48.2706 | 51.6987 | 56.9541 | 60.9768 | 64.6773 | 64.5927 | 61.5601 | 54.4518 | 48.0677 | 44.3475 | 15 | 2 | 8
FIXTANK 102 | Distillates | VOC | 44.7489 | 46.185 | 48.2706 | 51.6987 | 56.9541 | 60.9768 | 64.6773 | 64.5927 | 61.5601 | 54.4518 | 48.0677 | 44.3475 | 17 | 2 | 9
FIXTANK 110 | Distillates | VOC | 43.9 | 44.7 | 46.1 | 48.6 | 53.15 | 56.95 | 60.45 | 60.9 | 58.6 | 52.65 | 47.1 | 43.6 | 19 | 2 | 10
FIXTANK 111 | Out of Service/Demolished | VOC | 44.7489 | 46.185 | 48.2706 | 51.6987 | 56.9541 | 60.9768 | 64.6773 | 64.5927 | 61.5601 | 54.4518 | 48.0677 | 44.3475 | 21 | 2 | 11
FIXTANK 112 | Distillates | VOC | 44.7489 | 46.185 | 48.2706 | 51.6987 | 56.9541 | 60.9768 | 64.6773 | 64.5927 | 61.5601 | 54.4518 | 48.0677 | 44.3475 | 23 | 2 | 12
FIXTANK 113 | Out of Service/Demolished | VOC | 45.2583 | 47.076 | 49.5729 | 53.5579 | 59.2365 | 63.3929 | 67.2137 | 66.8083 | 63.3362 | 55.5329 | 48.6484 | 44.7959 | 25 | 2 | 13
FIXTANK 121 | Distillates | VOC | 45.8695 | 48.1452 | 51.1357 | 55.789 | 61.9755 | 66.2922 | 70.2573 | 69.4671 | 65.4674 | 56.8302 | 49.3451 | 45.3341 | 27 | 2 | 14
FIXTANK 122 | Distillates | VOC | 43.9 | 44.7 | 46.1 | 48.6 | 53.15 | 56.95 | 60.45 | 60.9 | 58.6 | 52.65 | 47.1 | 43.6 | 29 | 2 | 15
FIXTANK 123 | Distillates | VOC | 43.9 | 44.7 | 46.1 | 48.6 | 53.15 | 56.95 | 60.45 | 60.9 | 58.6 | 52.65 | 47.1 | 43.6 | 31 | 2 | 16
FIXTANK 124 | Distillates | VOC | 43.9 | 44.7 | 46.1 | 48.6 | 53.15 | 56.95 | 60.45 | 60.9 | 58.6 | 52.65 | 47.1 | 43.6 | 33 | 2 | 17
FIXTANK 125 | Distillates | VOC | 43.9 | 44.7 | 46.1 | 48.6 | 53.15 | 56.95 | 60.45 | 60.9 | 58.6 | 52.65 | 47.1 | 43.6 | 35 | 2 | 18
FIXTANK 126 | Distillates | VOC | 43.9 | 44.7 | 46.1 | 48.6 | 53.15 | 56.95 | 60.45 | 60.9 | 58.6 | 52.65 | 47.1 | 43.6 | 37 | 2 | 19
FIXTANK 127 | Distillates | VOC | 43.9 | 44.7 | 46.1 | 48.6 | 53.15 | 56.95 | 60.45 | 60.9 | 58.6 | 52.65 | 47.1 | 43.6 | 39 | 2 | 20
FIXTANK 128 | Distillates | VOC | 43.9 | 44.7 | 46.1 | 48.6 | 53.15 | 56.95 | 60.45 | 60.9 | 58.6 | 52.65 | 47.1 | 43.6 | 41 | 2 | 21
FIXTANK 129 | Distillates | VOC | 43.9 | 44.7 | 46.1 | 48.6 | 53.15 | 56.95 | 60.45 | 60.9 | 58.6 | 52.65 | 47.1 | 43.6 | 43 | 2 | 22
FIXTANK 140 | Out of Service/Demolished | VOC | 43.9 | 44.7 | 46.1 | 48.6 | 53.15 | 56.95 | 60.45 | 60.9 | 58.6 | 52.65 | 47.1 | 43.6 | 45 | 2 | 23
FIXTANK 141 | Out of Service/Demolished | VOC | 43.9 | 44.7 | 46.1 | 48.6 | 53.15 | 56.95 | 60.45 | 60.9 | 58.6 | 52.65 | 47.1 | 43.6 | 47 | 2 | 24
FIXTANK 142 | Out of Service/Demolished | VOC | 43.9 | 44.7 | 46.1 | 48.6 | 53.15 | 56.95 | 60.45 | 60.9 | 58.6 | 52.65 | 47.1 | 43.6 | 49 | 2 | 25
FIXTANK 143 | Out of Service/Demolished | VOC | 43.9 | 44.7 | 46.1 | 48.6 | 53.15 | 56.95 | 60.45 | 60.9 | 58.6 | 52.65 | 47.1 | 43.6 | 51 | 2 | 26
FIXTANK 144 | Out of Service/Demolished | VOC | 43.9 | 44.7 | 46.1 | 48.6 | 53.15 | 56.95 | 60.45 | 60.9 | 58.6 | 52.65 | 47.1 | 43.6 | 53 | 2 | 27
FIXTANK 145 | Out of Service/Demolished | VOC | 43.9 | 44.7 | 46.1 | 48.6 | 53.15 | 56.95 | 60.45 | 60.9 | 58.6 | 52.65 | 47.1 | 43.6 | 55 | 2 | 28
FIXTANK 146 | Out of Service/Demolished | VOC | 43.9 | 44.7 | 46.1 | 48.6 | 53.15 | 56.95 | 60.45 | 60.9 | 58.6 | 52.65 | 47.1 | 43.6 | 57 | 2 | 29
FIXTANK 147 | Out of Service/Demolished | VOC | 43.9 | 44.7 | 46.1 | 48.6 | 53.15 | 56.95 | 60.45 | 60.9 | 58.6 | 52.65 | 47.1 | 43.6 | 59 | 2 | 30
FIXTANK 148 | Out of Service/Demolished | VOC | 43.9 | 44.7 | 46.1 | 48.6 | 53.15 | 56.95 | 60.45 | 60.9 | 58.6 | 52.65 | 47.1 | 43.6 | 61 | 2 | 31
FIXTANK 149 | Out of Service/Demolished | VOC | 43.9 | 44.7 | 46.1 | 48.6 | 53.15 | 56.95 | 60.45 | 60.9 | 58.6 | 52.65 | 47.1 | 43.6 | 63 | 2 | 32
FIXTANK 150 | Out of Service/Demolished | VOC | 43.9 | 44.7 | 46.1 | 48.6 | 53.15 | 56.95 | 60.45 | 60.9 | 58.6 | 52.65 | 47.1 | 43.6 | 65 | 2 | 33
FIXTANK 151 | Out of Service/Demolished | VOC | 43.9 | 44.7 | 46.1 | 48.6 | 53.15 | 56.95 | 60.45 | 60.9 | 58.6 | 52.65 | 47.1 | 43.6 | 67 | 2 | 34
FIXTANK 152 | Out of Service/Demolished | VOC | 43.9 | 44.7 | 46.1 | 48.6 | 53.15 | 56.95 | 60.45 | 60.9 | 58.6 | 52.65 | 47.1 | 43.6 | 69 | 2 | 35
FIXTANK 157 | Out of Service/Demolished | VOC | 43.9 | 44.7 | 46.1 | 48.6 | 53.15 | 56.95 | 60.45 | 60.9 | 58.6 | 52.65 | 47.1 | 43.6 | 71 | 2 | 36
FIXTANK 158 | Out of Service/Demolished | VOC | 43.9 | 44.7 | 46.1 | 48.6 | 53.15 | 56.95 | 60.45 | 60.9 | 58.6 | 52.65 | 47.1 | 43.6 | 73 | 2 | 37
FIXTANK 166 | Distillates | VOC | 43.9 | 44.7 | 46.1 | 48.6 | 53.15 | 56.95 | 60.45 | 60.9 | 58.6 | 52.65 | 47.1 | 43.6 | 75 | 2 | 38
FIXTANK 167 | Distillates | VOC | 43.9 | 44.7 | 46.1 | 48.6 | 53.15 | 56.95 | 60.45 | 60.9 | 58.6 | 52.65 | 47.1 | 43.6 | 77 | 2 | 39
FIXTANK 168 | Distillates | VOC | 43.9 | 44.7 | 46.1 | 48.6 | 53.15 | 56.95 | 60.45 | 60.9 | 58.6 | 52.65 | 47.1 | 43.6 | 79 | 2 | 40
FIXTANK 169 | Distillates | VOC | 43.9 | 44.7 | 46.1 | 48.6 | 53.15 | 56.95 | 60.45 | 60.9 | 58.6 | 52.65 | 47.1 | 43.6 | 81 | 2 | 41
FIXTANK 170 | Distillates | VOC | 43.9 | 44.7 | 46.1 | 48.6 | 53.15 | 56.95 | 60.45 | 60.9 | 58.6 | 52.65 | 47.1 | 43.6 | 83 | 2 | 42
FIXTANK 171 | Distillates | VOC | 43.9 | 44.7 | 46.1 | 48.6 | 53.15 | 56.95 | 60.45 | 60.9 | 58.6 | 52.65 | 47.1 | 43.6 | 85 | 2 | 43
FIXTANK 172 | Distillates | VOC | 43.9 | 44.7 | 46.1 | 48.6 | 53.15 | 56.95 | 60.45 | 60.9 | 58.6 | 52.65 | 47.1 | 43.6 | 87 | 2 | 44
FIXTANK 173 | Distillates | VOC | 43.9 | 44.7 | 46.1 | 48.6 | 53.15 | 56.95 | 60.45 | 60.9 | 58.6 | 52.65 | 47.1 | 43.6 | 89 | 2 | 45
FIXTANK 174 | Distillates | VOC | 43.9 | 44.7 | 46.1 | 48.6 | 53.15 | 56.95 | 60.45 | 60.9 | 58.6 | 52.65 | 47.1 | 43.6 | 91 | 2 | 46
FIXTANK 176 | Out of Service/Demolished | VOC | 43.9 | 44.7 | 46.1 | 48.6 | 53.15 | 56.95 | 60.45 | 60.9 | 58.6 | 52.65 | 47.1 | 43.6 | 93 | 2 | 47
FIXTANK 177 | Out of Service/Demolished | VOC | 44.7575 | 46.2 | 48.2925 | 51.73 | 56.9925 | 61.0175 | 64.72 | 64.63 | 61.59 | 54.47 | 48.0775 | 44.355 | 95 | 2 | 48
FIXTANK 179 | Distillates | VOC | 44.7489 | 46.185 | 48.2706 | 51.6987 | 56.9541 | 60.9768 | 64.6773 | 64.5927 | 61.5601 | 54.4518 | 48.0677 | 44.3475 | 97 | 2 | 49
FIXTANK 180 | Distillates | VOC | 44.7489 | 46.185 | 48.2706 | 51.6987 | 56.9541 | 60.9768 | 64.6773 | 64.5927 | 61.5601 | 54.4518 | 48.0677 | 44.3475 | 99 | 2 | 50
FIXTANK 181 | Out of Service/Demolished | VOC | 43.9 | 44.7 | 46.1 | 48.6 | 53.15 | 56.95 | 60.45 | 60.9 | 58.6 | 52.65 | 47.1 | 43.6 | 101 | 2 | 51
FIXTANK 182 | Distillates | VOC | 45.8695 | 48.1452 | 51.1357 | 55.789 | 61.9755 | 66.2922 | 70.2573 | 69.4671 | 65.4674 | 56.8302 | 49.3451 | 45.3341 | 103 | 2 | 52
FIXTANK 183 | Distillates | VOC | 45.8695 | 48.1452 | 51.1357 | 55.789 | 61.9755 | 66.2922 | 70.2573 | 69.4671 | 65.4674 | 56.8302 | 49.3451 | 45.3341 | 105 | 2 | 53
FIXTANK 184 | Distillates | VOC | 45.8695 | 48.1452 | 51.1357 | 55.789 | 61.9755 | 66.2922 | 70.2573 | 69.4671 | 65.4674 | 56.8302 | 49.3451 | 45.3341 | 107 | 2 | 54
FIXTANK 185 | Distillates | VOC | 45.8695 | 48.1452 | 51.1357 | 55.789 | 61.9755 | 66.2922 | 70.2573 | 69.4671 | 65.4674 | 56.8302 | 49.3451 | 45.3341 | 109 | 2 | 55
FIXTANK 202 | Distillates | VOC | 44.7575 | 46.2 | 48.2925 | 51.73 | 56.9925 | 61.0175 | 64.72 | 64.63 | 61.59 | 54.47 | 48.0775 | 44.355 | 111 | 2 | 56
Fixed Roof Totals: |  |  | 2479.8101 | 2540.652 | 2636.3423 | 2799.7498 | 3072.3395 | 3290.7573 | 3491.8134 | 3503.5306 | 3356.2543 | 2993.8418 | 2662.0062 | 2460.4508
TOTALS: |  |  | 2927.4381 | 3003.2127 | 3120.0868 | 3318.2197 | 3643.7008 | 3902.4527 | 4140.6094 | 4151.2248 | 3973.2719 | 3539.222 | 3143.1466 | 2904.283
|  | Month | 1 | 2 | 3 | 4 | 5 | 6 | 7 | 8 | 9 | 10 | 11 | 12
|  | Flt Calc Row | 3 | 19 | 35 | 51 | 67 | 83 | 99 | 115 | 131 | 147 | 163 | 179
Column | 15 | Fx_Calc Row | 17 | 36 | 55 | 74 | 93 | 112 | 131 | 150 | 169 | 188 | 207 | 226

## Vapor Pressure Summary
Zenith Energy Terminal Facility
Portland, Oregon
Vapor Pressure Tracking
Tank Number | Tank Contents | Air Contaminant | Vapor Pressures
|  |  | January | February | March | April | May | June | July | August | September | October | November | December | 12-Month Max | Permitted Max
|  |  | N/A | N/A | N/A | N/A | N/A | N/A | N/A | N/A | N/A | N/A | N/A | 2021
|  |  | (psi) | (psi) | (psi) | (psi) | (psi) | (psi) | (psi) | (psi) | (psi) | (psi) | (psi) | (psi) | (psi) | (psi) | Flt Cons |  | Flt Product |  | Flt Input | Flt_Calc
Floating Roof Tanks | [16 empty] | Row | Name Column | Through Row | Annual Col |  | Row | Product Col | Jan Column | Feb Column
EXTANK 105 | Crude Oil | VOC | 5.895 | 6.0567 | 6.2836 | 6.6693 | 7.2901 | 7.7918 | 8.2763 | 8.2604 | 7.8576 | 6.9766 | 6.2534 | 5.8612 | 8.2763 | 11.1 | 1 | 2 | 11 | 13 | 11 | 1 | 1
EXTANK 106 | Crude Oil | VOC | 5.895 | 6.0567 | 6.2836 | 6.6693 | 7.2901 | 7.7918 | 8.2763 | 8.2604 | 7.8576 | 6.9766 | 6.2534 | 5.8612 | 8.2763 | 11.1 | 2 | 2 | 23 | 13 | 23 | 2 | 1
EXTANK 120 | Distillates | VOC | 0.005128 | 0.005627 | 0.0063024 | 0.0074807 | 0.0092742 | 0.010699 | 0.012173 | 0.011782 | 0.010258 | 0.0075949 | 0.0058176 | 0.005044 | 0.012173 | 11.1 | 3 | 2 | 35 | 13 | 35 | 3 | 1
INTANK 63 | Crude Oil | VOC | 5.8677 | 5.9936 | 6.1888 | 6.528 | 7.1046 | 7.5853 | 8.0493 | 8.0621 | 7.7044 | 6.8912 | 6.2111 | 5.8302 | 8.0621 | 11.1 | 4 | 2 | 47 | 13 | 47 | 4 | 1
INTANK 68 | Crude Oil | VOC | 5.8675 | 5.9932 | 6.1883 | 6.5271 | 7.1035 | 7.584 | 8.0479 | 8.061 | 7.7035 | 6.8907 | 6.2109 | 5.83 | 8.061 | 11.1 | 5 | 2 | 59 | 13 | 59 | 5 | 1
INTANK 71 | Av-Gas | VOC | 2.1118 | 2.1703 | 2.2621 | 2.4241 | 2.7066 | 2.9482 | 3.186 | 3.1938 | 3.0111 | 2.6044 | 2.2747 | 2.0943 | 3.1938 | 11.1 | 6 | 2 | 71 | 13 | 71 | 6 | 1
INTANK 95 | Distillates | VOC | 0.0049909 | 0.0053334 | 0.0058328 | 0.0067109 | 0.0081421 | 0.0093425 | 0.010581 | 0.01042 | 0.0092825 | 0.0071321 | 0.0056188 | 0.0049083 | 0.010581 | 11.1 | 7 | 2 | 83 | 13 | 83 | 7 | 1
INTANK 104 | Crude Oil | VOC | 5.8675 | 5.9934 | 6.1885 | 6.5275 | 7.1039 | 7.5846 | 8.0485 | 8.0615 | 7.7039 | 6.891 | 6.211 | 5.8301 | 8.0615 | 11.1 | 8 | 2 | 95 | 13 | 95 | 8 | 1
INTANK 114 | Distillates | VOC | 0.0048245 | 0.005028 | 0.0053552 | 0.0059505 | 0.007046 | 0.0080358 | 0.0090532 | 0.0090925 | 0.0083107 | 0.006655 | 0.0054085 | 0.0047637 | 0.0090925 | 11.1 | 9 | 2 | 107 | 13 | 107 | 9 | 1
INTANK 130 | Crude Oil | VOC | 5.8673 | 5.993 | 6.1879 | 6.5266 | 7.1027 | 7.5832 | 8.0471 | 8.0602 | 7.7029 | 6.8904 | 6.2107 | 5.8299 | 8.0602 | 11.1 | 10 | 2 | 119 | 13 | 119 | 10 | 1
Floating Roof Totals: |  |  | 37.3866 | 38.2728 | 39.6004 | 41.8921 | 45.7259 | 48.8971 | 51.9632 | 51.9907 | 49.5688 | 44.1424 | 39.6422 | 37.1516 | 52.023 | 111 | FX Input Row |  | Fx Calc Row
Fixed Roof Tanks | [17 empty] | Tank #
FIXTANK 66 | Distillates | VOC | 0.0048833 | 0.0051351 | 0.0055214 | 0.0062125 | 0.007421 | 0.008482 | 0.0095741 | 0.0095478 | 0.0086465 | 0.0068218 | 0.0054827 | 0.0048148 | 0.0095741 | 1.5 | 1 | 2 | 1
FIXTANK 67 | Distillates | VOC | 0.0048833 | 0.0051351 | 0.0055214 | 0.0062125 | 0.007421 | 0.008482 | 0.0095741 | 0.0095478 | 0.0086465 | 0.0068218 | 0.0054827 | 0.0048148 | 0.0095741 | 1.5 | 3 | 2 | 2
FIXTANK 69 | Distillates | VOC | 0.0048833 | 0.0051351 | 0.0055214 | 0.0062125 | 0.007421 | 0.008482 | 0.0095741 | 0.0095478 | 0.0086465 | 0.0068218 | 0.0054827 | 0.0048148 | 0.0095741 | 1.5 | 5 | 2 | 3
FIXTANK 70 | Distillates | VOC | 0.0047396 | 0.0048749 | 0.0051199 | 0.0055847 | 0.0065274 | 0.00742 | 0.0083358 | 0.0084605 | 0.00784 | 0.0064173 | 0.0053015 | 0.0046897 | 0.0084605 | 1.5 | 7 | 2 | 4
FIXTANK 74 | Distillates | VOC | 0.0047396 | 0.0048749 | 0.0051199 | 0.0055847 | 0.0065274 | 0.00742 | 0.0083358 | 0.0084605 | 0.00784 | 0.0064173 | 0.0053015 | 0.0046897 | 0.0084605 | 1.5 | 9 | 2 | 5
FIXTANK 93 | Distillates | VOC | 0.0047396 | 0.0048749 | 0.0051199 | 0.0055847 | 0.0065274 | 0.00742 | 0.0083358 | 0.0084605 | 0.00784 | 0.0064173 | 0.0053015 | 0.0046897 | 0.0084605 | 1.5 | 11 | 2 | 6
FIXTANK 100 | Distillates | VOC | 0.0048833 | 0.0051351 | 0.0055214 | 0.0062125 | 0.007421 | 0.008482 | 0.0095741 | 0.0095478 | 0.0086465 | 0.0068218 | 0.0054827 | 0.0048148 | 0.0095741 | 1.5 | 13 | 2 | 7
FIXTANK 101 | Distillates | VOC | 0.0048833 | 0.0051351 | 0.0055214 | 0.0062125 | 0.007421 | 0.008482 | 0.0095741 | 0.0095478 | 0.0086465 | 0.0068218 | 0.0054827 | 0.0048148 | 0.0095741 | 1.5 | 15 | 2 | 8
FIXTANK 102 | Distillates | VOC | 0.0048833 | 0.0051351 | 0.0055214 | 0.0062125 | 0.007421 | 0.008482 | 0.0095741 | 0.0095478 | 0.0086465 | 0.0068218 | 0.0054827 | 0.0048148 | 0.0095741 | 1.5 | 17 | 2 | 9
FIXTANK 110 | Distillates | VOC | 0.0047396 | 0.0048749 | 0.0051199 | 0.0055847 | 0.0065274 | 0.00742 | 0.0083358 | 0.0084605 | 0.00784 | 0.0064173 | 0.0053015 | 0.0046897 | 0.0084605 | 1.5 | 19 | 2 | 10
FIXTANK 111 | Out of Service/Demolished | VOC | 0 | 0 | 0 | 0 | 0 | 0 | 0 | 0 | 0 | 0 | 0 | 0 | 0 | 1.5 | 21 | 2 | 11
FIXTANK 112 | Distillates | VOC | 0.0048833 | 0.0051351 | 0.0055214 | 0.0062125 | 0.007421 | 0.008482 | 0.0095741 | 0.0095478 | 0.0086465 | 0.0068218 | 0.0054827 | 0.0048148 | 0.0095741 | 1.5 | 23 | 2 | 12
FIXTANK 113 | Out of Service/Demolished | VOC | 0 | 0 | 0 | 0 | 0 | 0 | 0 | 0 | 0 | 0 | 0 | 0 | 0 | 1.5 | 25 | 2 | 13
FIXTANK 121 | Distillates | VOC | 0.0050788 | 0.0054975 | 0.006094 | 0.0071365 | 0.0087653 | 0.010088 | 0.011456 | 0.011171 | 0.0098228 | 0.0073902 | 0.0057303 | 0.0049845 | 0.011456 | 1.5 | 27 | 2 | 14
FIXTANK 122 | Distillates | VOC | 0.0047396 | 0.0048749 | 0.0051199 | 0.0055847 | 0.0065274 | 0.00742 | 0.0083358 | 0.0084605 | 0.00784 | 0.0064173 | 0.0053015 | 0.0046897 | 0.0084605 | 1.5 | 29 | 2 | 15
FIXTANK 123 | Distillates | VOC | 0.0047396 | 0.0048749 | 0.0051199 | 0.0055847 | 0.0065274 | 0.00742 | 0.0083358 | 0.0084605 | 0.00784 | 0.0064173 | 0.0053015 | 0.0046897 | 0.0084605 | 1.5 | 31 | 2 | 16
FIXTANK 124 | Distillates | VOC | 0.0047396 | 0.0048749 | 0.0051199 | 0.0055847 | 0.0065274 | 0.00742 | 0.0083358 | 0.0084605 | 0.00784 | 0.0064173 | 0.0053015 | 0.0046897 | 0.0084605 | 1.5 | 33 | 2 | 17
FIXTANK 125 | Distillates | VOC | 0.0047396 | 0.0048749 | 0.0051199 | 0.0055847 | 0.0065274 | 0.00742 | 0.0083358 | 0.0084605 | 0.00784 | 0.0064173 | 0.0053015 | 0.0046897 | 0.0084605 | 1.5 | 35 | 2 | 18
FIXTANK 126 | Distillates | VOC | 0.0047396 | 0.0048749 | 0.0051199 | 0.0055847 | 0.0065274 | 0.00742 | 0.0083358 | 0.0084605 | 0.00784 | 0.0064173 | 0.0053015 | 0.0046897 | 0.0084605 | 1.5 | 37 | 2 | 19
FIXTANK 127 | Distillates | VOC | 0.0047396 | 0.0048749 | 0.0051199 | 0.0055847 | 0.0065274 | 0.00742 | 0.0083358 | 0.0084605 | 0.00784 | 0.0064173 | 0.0053015 | 0.0046897 | 0.0084605 | 1.5 | 39 | 2 | 20
FIXTANK 128 | Distillates | VOC | 0.0047396 | 0.0048749 | 0.0051199 | 0.0055847 | 0.0065274 | 0.00742 | 0.0083358 | 0.0084605 | 0.00784 | 0.0064173 | 0.0053015 | 0.0046897 | 0.0084605 | 1.5 | 41 | 2 | 21
FIXTANK 129 | Distillates | VOC | 0.0047396 | 0.0048749 | 0.0051199 | 0.0055847 | 0.0065274 | 0.00742 | 0.0083358 | 0.0084605 | 0.00784 | 0.0064173 | 0.0053015 | 0.0046897 | 0.0084605 | 1.5 | 43 | 2 | 22
FIXTANK 140 | Out of Service/Demolished | VOC | 0 | 0 | 0 | 0 | 0 | 0 | 0 | 0 | 0 | 0 | 0 | 0 | 0 | 1.5 | 45 | 2 | 23
FIXTANK 141 | Out of Service/Demolished | VOC | 0 | 0 | 0 | 0 | 0 | 0 | 0 | 0 | 0 | 0 | 0 | 0 | 0 | 1.5 | 47 | 2 | 24
FIXTANK 142 | Out of Service/Demolished | VOC | 0 | 0 | 0 | 0 | 0 | 0 | 0 | 0 | 0 | 0 | 0 | 0 | 0 | 1.5 | 49 | 2 | 25
FIXTANK 143 | Out of Service/Demolished | VOC | 0 | 0 | 0 | 0 | 0 | 0 | 0 | 0 | 0 | 0 | 0 | 0 | 0 | 1.5 | 51 | 2 | 26
FIXTANK 144 | Out of Service/Demolished | VOC | 0 | 0 | 0 | 0 | 0 | 0 | 0 | 0 | 0 | 0 | 0 | 0 | 0 | 1.5 | 53 | 2 | 27
FIXTANK 145 | Out of Service/Demolished | VOC | 0 | 0 | 0 | 0 | 0 | 0 | 0 | 0 | 0 | 0 | 0 | 0 | 0 | 1.5 | 55 | 2 | 28
FIXTANK 146 | Out of Service/Demolished | VOC | 0 | 0 | 0 | 0 | 0 | 0 | 0 | 0 | 0 | 0 | 0 | 0 | 0 | 1.5 | 57 | 2 | 29
FIXTANK 147 | Out of Service/Demolished | VOC | 0 | 0 | 0 | 0 | 0 | 0 | 0 | 0 | 0 | 0 | 0 | 0 | 0 | 1.5 | 59 | 2 | 30
FIXTANK 148 | Out of Service/Demolished | VOC | 0 | 0 | 0 | 0 | 0 | 0 | 0 | 0 | 0 | 0 | 0 | 0 | 0 | 1.5 | 61 | 2 | 31
FIXTANK 149 | Out of Service/Demolished | VOC | 0 | 0 | 0 | 0 | 0 | 0 | 0 | 0 | 0 | 0 | 0 | 0 | 0 | 1.5 | 63 | 2 | 32
FIXTANK 150 | Out of Service/Demolished | VOC | 0 | 0 | 0 | 0 | 0 | 0 | 0 | 0 | 0 | 0 | 0 | 0 | 0 | 1.5 | 65 | 2 | 33
FIXTANK 151 | Out of Service/Demolished | VOC | 0 | 0 | 0 | 0 | 0 | 0 | 0 | 0 | 0 | 0 | 0 | 0 | 0 | 1.5 | 67 | 2 | 34
FIXTANK 152 | Out of Service/Demolished | VOC | 0 | 0 | 0 | 0 | 0 | 0 | 0 | 0 | 0 | 0 | 0 | 0 | 0 | 1.5 | 69 | 2 | 35
FIXTANK 157 | Out of Service/Demolished | VOC | 0 | 0 | 0 | 0 | 0 | 0 | 0 | 0 | 0 | 0 | 0 | 0 | 0 | 1.5 | 71 | 2 | 36
FIXTANK 158 | Out of Service/Demolished | VOC | 0 | 0 | 0 | 0 | 0 | 0 | 0 | 0 | 0 | 0 | 0 | 0 | 0 | 1.5 | 73 | 2 | 37
FIXTANK 166 | Distillates | VOC | 0.0047396 | 0.0048749 | 0.0051199 | 0.0055847 | 0.0065274 | 0.00742 | 0.0083358 | 0.0084605 | 0.00784 | 0.0064173 | 0.0053015 | 0.0046897 | 0.0084605 | 1.5 | 75 | 2 | 38
FIXTANK 167 | Distillates | VOC | 0.0047396 | 0.0048749 | 0.0051199 | 0.0055847 | 0.0065274 | 0.00742 | 0.0083358 | 0.0084605 | 0.00784 | 0.0064173 | 0.0053015 | 0.0046897 | 0.0084605 | 1.5 | 77 | 2 | 39
FIXTANK 168 | Distillates | VOC | 0.0047396 | 0.0048749 | 0.0051199 | 0.0055847 | 0.0065274 | 0.00742 | 0.0083358 | 0.0084605 | 0.00784 | 0.0064173 | 0.0053015 | 0.0046897 | 0.0084605 | 1.5 | 79 | 2 | 40
FIXTANK 169 | Distillates | VOC | 0.0047396 | 0.0048749 | 0.0051199 | 0.0055847 | 0.0065274 | 0.00742 | 0.0083358 | 0.0084605 | 0.00784 | 0.0064173 | 0.0053015 | 0.0046897 | 0.0084605 | 1.5 | 81 | 2 | 41
FIXTANK 170 | Distillates | VOC | 0.0047396 | 0.0048749 | 0.0051199 | 0.0055847 | 0.0065274 | 0.00742 | 0.0083358 | 0.0084605 | 0.00784 | 0.0064173 | 0.0053015 | 0.0046897 | 0.0084605 | 1.5 | 83 | 2 | 42
FIXTANK 171 | Distillates | VOC | 0.0047396 | 0.0048749 | 0.0051199 | 0.0055847 | 0.0065274 | 0.00742 | 0.0083358 | 0.0084605 | 0.00784 | 0.0064173 | 0.0053015 | 0.0046897 | 0.0084605 | 1.5 | 85 | 2 | 43
FIXTANK 172 | Distillates | VOC | 0.0047396 | 0.0048749 | 0.0051199 | 0.0055847 | 0.0065274 | 0.00742 | 0.0083358 | 0.0084605 | 0.00784 | 0.0064173 | 0.0053015 | 0.0046897 | 0.0084605 | 1.5 | 87 | 2 | 44
FIXTANK 173 | Distillates | VOC | 0.0047396 | 0.0048749 | 0.0051199 | 0.0055847 | 0.0065274 | 0.00742 | 0.0083358 | 0.0084605 | 0.00784 | 0.0064173 | 0.0053015 | 0.0046897 | 0.0084605 | 1.5 | 89 | 2 | 45
FIXTANK 174 | Distillates | VOC | 0.0047396 | 0.0048749 | 0.0051199 | 0.0055847 | 0.0065274 | 0.00742 | 0.0083358 | 0.0084605 | 0.00784 | 0.0064173 | 0.0053015 | 0.0046897 | 0.0084605 | 1.5 | 91 | 2 | 46
FIXTANK 176 | Out of Service/Demolished | VOC | 0 | 0 | 0 | 0 | 0 | 0 | 0 | 0 | 0 | 0 | 0 | 0 | 0 | 1.5 | 93 | 2 | 47
FIXTANK 177 | Out of Service/Demolished | VOC | 0 | 0 | 0 | 0 | 0 | 0 | 0 | 0 | 0 | 0 | 0 | 0 | 0 | 1.5 | 95 | 2 | 48
FIXTANK 179 | Distillates | VOC | 0.0048833 | 0.0051351 | 0.0055214 | 0.0062125 | 0.007421 | 0.008482 | 0.0095741 | 0.0095478 | 0.0086465 | 0.0068218 | 0.0054827 | 0.0048148 | 0.0095741 | 1.5 | 97 | 2 | 49
FIXTANK 180 | Distillates | VOC | 0.0048833 | 0.0051351 | 0.0055214 | 0.0062125 | 0.007421 | 0.008482 | 0.0095741 | 0.0095478 | 0.0086465 | 0.0068218 | 0.0054827 | 0.0048148 | 0.0095741 | 1.5 | 99 | 2 | 50
FIXTANK 181 | Out of Service/Demolished | VOC | 0 | 0 | 0 | 0 | 0 | 0 | 0 | 0 | 0 | 0 | 0 | 0 | 0 | 1.5 | 101 | 2 | 51
FIXTANK 182 | Distillates | VOC | 0.0050788 | 0.0054975 | 0.006094 | 0.0071365 | 0.0087653 | 0.010088 | 0.011456 | 0.011171 | 0.0098228 | 0.0073902 | 0.0057303 | 0.0049845 | 0.011456 | 1.5 | 103 | 2 | 52
FIXTANK 183 | Distillates | VOC | 0.0050788 | 0.0054975 | 0.006094 | 0.0071365 | 0.0087653 | 0.010088 | 0.011456 | 0.011171 | 0.0098228 | 0.0073902 | 0.0057303 | 0.0049845 | 0.011456 | 1.5 | 105 | 2 | 53
FIXTANK 184 | Distillates | VOC | 0.0050788 | 0.0054975 | 0.006094 | 0.0071365 | 0.0087653 | 0.010088 | 0.011456 | 0.011171 | 0.0098228 | 0.0073902 | 0.0057303 | 0.0049845 | 0.011456 | 1.5 | 107 | 2 | 54
FIXTANK 185 | Distillates | VOC | 0.0050788 | 0.0054975 | 0.006094 | 0.0071365 | 0.0087653 | 0.010088 | 0.011456 | 0.011171 | 0.0098228 | 0.0073902 | 0.0057303 | 0.0049845 | 0.011456 | 1.5 | 109 | 2 | 55
FIXTANK 202 | Distillates | VOC | 0.0048847 | 0.0051378 | 0.0055256 | 0.0062191 | 0.0074305 | 0.0084934 | 0.0095874 | 0.0095594 | 0.008655 | 0.006826 | 0.0054846 | 0.0048161 | 0.0095874 | 1.5 | 111 | 2 | 56
FIXTANK 203 | Distillates | VOC | 0.0048847 | 0.0051378 | 0.0055256 | 0.0062191 | 0.0074305 | 0.0084934 | 0.0095874 | 0.0095594 | 0.008655 | 0.006826 | 0.0054846 | 0.0048161 | 0.0095874 | 1.5 | 113 | 2 | 57
FIXTANK 204 | Distillates | VOC | 0.0048847 | 0.0051378 | 0.0055256 | 0.0062191 | 0.0074305 | 0.0084934 | 0.0095874 | 0.0095594 | 0.008655 | 0.006826 | 0.0054846 | 0.0048161 | 0.0095874 | 1.5 | 115 | 2 | 58
FIXTANK 205 | Distillates | VOC | 0.0048847 | 0.0051378 | 0.0055256 | 0.0062191 | 0.0074305 | 0.0084934 | 0.0095874 | 0.0095594 | 0.008655 | 0.006826 | 0.0054846 | 0.0048161 | 0.0095874 | 1.5 | 117 | 2 | 59
FIXTANK 207 | Distillates | VOC | 0.0048847 | 0.0051378 | 0.0055256 | 0.0062191 | 0.0074305 | 0.0084934 | 0.0095874 | 0.0095594 | 0.008655 | 0.006826 | 0.0054846 | 0.0048161 | 0.0095874 | 1.5 | 119 | 2 | 60
FIXTANK 208 | Distillates | VOC | 0.0048847 | 0.0051378 | 0.0055256 | 0.0062191 | 0.0074305 | 0.0084934 | 0.0095874 | 0.0095594 | 0.008655 | 0.006826 | 0.0054846 | 0.0048161 | 0.0095874 | 1.5 | 121 | 2 | 61
FIXTANK 209 | Distillates | VOC | 0.0047396 | 0.0048749 | 0.0051199 | 0.0055847 | 0.0065274 | 0.00742 | 0.0083358 | 0.0084605 | 0.00784 | 0.0064173 | 0.0053015 | 0.0046897 | 0.0084605 | 1.5 | 123 | 2 | 62
FIXTANK 211 | Distillates | VOC | 0.0047396 | 0.0048749 | 0.0051199 | 0.0055847 | 0.0065274 | 0.00742 | 0.0083358 | 0.0084605 | 0.00784 | 0.0064173 | 0.0053015 | 0.0046897 | 0.0084605 | 1.5 | 125 | 2 | 63
FIXTANK 213 | Distillates | VOC | 0.0047396 | 0.0048749 | 0.0051199 | 0.0055847 | 0.0065274 | 0.00742 | 0.0083358 | 0.0084605 | 0.00784 | 0.0064173 | 0.0053015 | 0.0046897 | 0.0084605 | 1.5 | 127 | 2 | 64
FIXTANK 306 | Distillates | VOC | 0.0047396 | 0.0048749 | 0.0051199 | 0.0055847 | 0.0065274 | 0.00742 | 0.0083358 | 0.0084605 | 0.00784 | 0.0064173 | 0.0053015 | 0.0046897 | 0.0084605 | 1.5 | 129 | 2 | 65
FIXTANK 307 | Distillates | VOC | 0.0047396 | 0.0048749 | 0.0051199 | 0.0055847 | 0.0065274 | 0.00742 | 0.0083358 | 0.0084605 | 0.00784 | 0.0064173 | 0.0053015 | 0.0046897 | 0.0084605 | 1.5 | 131 | 2 | 66
FIXTANK 317 | Distillates | VOC | 0.0047396 | 0.0048749 | 0.0051199 | 0.0055847 | 0.0065274 | 0.00742 | 0.0083358 | 0.0084605 | 0.00784 | 0.0064173 | 0.0053015 | 0.0046897 | 0.0084605 | 1.5 | 133 | 2 | 67
|  | Month | 1 | 2 | 3 | 4 | 5 | 6 | 7 | 8 | 9 | 10 | 11 | 12 | 13 | 14
|  | Flt Calc Row | 4 | 20 | 36 | 52 | 68 | 84 | 100 | 116 | 132 | 148 | 164 | 180 | 196 | 212
Column | 15 | Fx_Calc Row | 19 | 38 | 57 | 76 | 95 | 114 | 133 | 152 | 171 | 190 | 209 | 228

## Floating Roof Calculations
[214 empty] | Flt Cons Row | Flt Cons Col | [10 empty] | Flt Prod Row |  |  |  | Flt FF | [6 empty] | Flt Temp | Flt Vap |  |  | Flt Multi | Sup Col
|  | Fixed Quantities | [7 empty] | January | [15 empty] | February | [15 empty] | March | [15 empty] | April | [15 empty] | May | [15 empty] | June | [15 empty] | July | [15 empty] | August | [15 empty] | September | [15 empty] | October | [15 empty] | November | [15 empty] | December | [15 empty] | Annual Totals
Spreadsheet Tank Number |  | KRa | KRb | n | D | KD | SD | NC | FC | Stored Products | v | TLA | PVA | P* | MV | KC | LR | FF | LF | LS | Q | CS | WL | LW | LT | Stored Products | v | TLA | PVA | P* | MV | KC | LR | FF | LF | LS | Q | CS | WL | LW | LT | Stored Products | v | TLA | PVA | P* | MV | KC | LR | FF | LF | LS | Q | CS | WL | LW | LT | Stored Products | v | TLA | PVA | P* | MV | KC | LR | FF | LF | LS | Q | CS | WL | LW | LT | Stored Products | v | TLA | PVA | P* | MV | KC | LR | FF | LF | LS | Q | CS | WL | LW | LT | Stored Products | v | TLA | PVA | P* | MV | KC | LR | FF | LF | LS | Q | CS | WL | LW | LT | Stored Products | v | TLA | PVA | P* | MV | KC | LR | FF | LF | LS | Q | CS | WL | LW | LT | Stored Products | v | TLA | PVA | P* | MV | KC | LR | FF | LF | LS | Q | CS | WL | LW | LT | Stored Products | v | TLA | PVA | P* | MV | KC | LR | FF | LF | LS | Q | CS | WL | LW | LT | Stored Products | v | TLA | PVA | P* | MV | KC | LR | FF | LF | LS | Q | CS | WL | LW | LT | Stored Products | v | TLA | PVA | P* | MV | KC | LR | FF | LF | LS | Q | CS | WL | LW | LT | Stored Products | v | TLA | PVA | P* | MV | KC | LR | FF | LF | LS | Q | CS | WL | LW | LT | LR |  | LF |  | LD |  | LS |  | LW |  | LT
| AP-42 Equation | Tbl 7.1-8 | Tbl 7.1-8 | Tbl 7.1-8 | Tank Property | 2-18 Notes | Tbl 7.1-16 | Table 7.1-11 | 2-19, Note 4 |  | Tbl 7.1-7 | 2-5/2-7/2-10 | 1-25/1-26/Fig 7.1-15 | 2-4 | 1-23 | 2-4 Notes | 2-3 | 2-14 | 2-13 | 2-14 | Product Info | Table 7.1-10 | Product Property | 2-19 | 1-3 |  | Tbl 7.1-7 | 2-5/2-7/2-10 | 1-25/1-26/Fig 7.1-15 | 2-4 | 1-23 | 2-4 Notes | 2-3 | 2-14 | 2-13 | 2-14 | Product Info | Table 7.1-10 | Product Property | 2-19 | 1-3 |  | Tbl 7.1-7 | 2-5/2-7/2-10 | 1-25/1-26/Fig 7.1-15 | 2-4 | 1-23 | 2-4 Notes | 2-3 | 2-14 | 2-13 | 2-14 | Product Info | Table 7.1-10 | Product Property | 2-19 | 1-3 |  | Tbl 7.1-7 | 2-5/2-7/2-10 | 1-25/1-26/Fig 7.1-15 | 2-4 | 1-23 | 2-4 Notes | 2-3 | 2-14 | 2-13 | 2-14 | Product Info | Table 7.1-10 | Product Property | 2-19 | 1-3 |  | Tbl 7.1-7 | 2-5/2-7/2-10 | 1-25/1-26/Fig 7.1-15 | 2-4 | 1-23 | 2-4 Notes | 2-3 | 2-14 | 2-13 | 2-14 | Product Info | Table 7.1-10 | Product Property | 2-19 | 1-3 |  | Tbl 7.1-7 | 2-5/2-7/2-10 | 1-25/1-26/Fig 7.1-15 | 2-4 | 1-23 | 2-4 Notes | 2-3 | 2-14 | 2-13 | 2-14 | Product Info | Table 7.1-10 | Product Property | 2-19 | 1-3 |  | Tbl 7.1-7 | 2-5/2-7/2-10 | 1-25/1-26/Fig 7.1-15 | 2-4 | 1-23 | 2-4 Notes | 2-3 | 2-14 | 2-13 | 2-14 | Product Info | Table 7.1-10 | Product Property | 2-19 | 1-3 |  | Tbl 7.1-7 | 2-5/2-7/2-10 | 1-25/1-26/Fig 7.1-15 | 2-4 | 1-23 | 2-4 Notes | 2-3 | 2-14 | 2-13 | 2-14 | Product Info | Table 7.1-10 | Product Property | 2-19 | 1-3 |  | Tbl 7.1-7 | 2-5/2-7/2-10 | 1-25/1-26/Fig 7.1-15 | 2-4 | 1-23 | 2-4 Notes | 2-3 | 2-14 | 2-13 | 2-14 | Product Info | Table 7.1-10 | Product Property | 2-19 | 1-3 |  | Tbl 7.1-7 | 2-5/2-7/2-10 | 1-25/1-26/Fig 7.1-15 | 2-4 | 1-23 | 2-4 Notes | 2-3 | 2-14 | 2-13 | 2-14 | Product Info | Table 7.1-10 | Product Property | 2-19 | 1-3 |  | Tbl 7.1-7 | 2-5/2-7/2-10 | 1-25/1-26/Fig 7.1-15 | 2-4 | 1-23 | 2-4 Notes | 2-3 | 2-14 | 2-13 | 2-14 | Product Info | Table 7.1-10 | Product Property | 2-19 | 1-3 |  | Tbl 7.1-7 | 2-5/2-7/2-10 | 1-25/1-26/Fig 7.1-15 | 2-4 | 1-23 | 2-4 Notes | 2-3 | 2-14 | 2-13 | 2-14 | Product Info | Table 7.1-10 | Product Property | 2-19 | 1-3
| Air Permit ID & Terminal ID | Zero Wind Speed Rim Seal Loss Factor | Wind Speed Dependent Rim Seal Loss Factor | Seal related Windspeed Exponent | Diameter | Deck Seam Loss Factor | Deck Seam Length Factor | Number of Support Columns | Effective Support Column Diameter |  | Average Ambient Wind Speed | Average Daily Liquid Surface Temperature | Vapor Pressure at Daily Average Liquid Surface Temperature | Vapor Pressure Function | Vapor Molecular Weight | Product Factor | Rim Seal Loss | Total Deck Fitting Loss | Deck Fitting Loss | Deck Seam Loss | Throughput | Shell Clingage Factor | Liquid Density | Working Loss | Total Losses |  | Average Ambient Wind Speed | Average Daily Liquid Surface Temperature | Vapor Pressure at Daily Average Liquid Surface Temperature | Vapor Pressure Function | Vapor Molecular Weight | Product Factor | Rim Seal Loss | Total Deck Fitting Loss | Deck Fitting Loss | Deck Seam Loss | Throughput | Shell Clingage Factor | Liquid Density | Working Loss | Total Losses |  | Average Ambient Wind Speed | Average Daily Liquid Surface Temperature | Vapor Pressure at Daily Average Liquid Surface Temperature | Vapor Pressure Function | Vapor Molecular Weight | Product Factor | Rim Seal Loss | Total Deck Fitting Loss | Deck Fitting Loss | Deck Seam Loss | Throughput | Shell Clingage Factor | Liquid Density | Working Loss | Total Losses |  | Average Ambient Wind Speed | Average Daily Liquid Surface Temperature | Vapor Pressure at Daily Average Liquid Surface Temperature | Vapor Pressure Function | Vapor Molecular Weight | Product Factor | Rim Seal Loss | Total Deck Fitting Loss | Deck Fitting Loss | Deck Seam Loss | Throughput | Shell Clingage Factor | Liquid Density | Working Loss | Total Losses |  | Average Ambient Wind Speed | Average Daily Liquid Surface Temperature | Vapor Pressure at Daily Average Liquid Surface Temperature | Vapor Pressure Function | Vapor Molecular Weight | Product Factor | Rim Seal Loss | Total Deck Fitting Loss | Deck Fitting Loss | Deck Seam Loss | Throughput | Shell Clingage Factor | Liquid Density | Working Loss | Total Losses |  | Average Ambient Wind Speed | Average Daily Liquid Surface Temperature | Vapor Pressure at Daily Average Liquid Surface Temperature | Vapor Pressure Function | Vapor Molecular Weight | Product Factor | Rim Seal Loss | Total Deck Fitting Loss | Deck Fitting Loss | Deck Seam Loss | Throughput | Shell Clingage Factor | Liquid Density | Working Loss | Total Losses |  | Average Ambient Wind Speed | Average Daily Liquid Surface Temperature | Vapor Pressure at Daily Average Liquid Surface Temperature | Vapor Pressure Function | Vapor Molecular Weight | Product Factor | Rim Seal Loss | Total Deck Fitting Loss | Deck Fitting Loss | Deck Seam Loss | Throughput | Shell Clingage Factor | Liquid Density | Working Loss | Total Losses |  | Average Ambient Wind Speed | Average Daily Liquid Surface Temperature | Vapor Pressure at Daily Average Liquid Surface Temperature | Vapor Pressure Function | Vapor Molecular Weight | Product Factor | Rim Seal Loss | Total Deck Fitting Loss | Deck Fitting Loss | Deck Seam Loss | Throughput | Shell Clingage Factor | Liquid Density | Working Loss | Total Losses |  | Average Ambient Wind Speed | Average Daily Liquid Surface Temperature | Vapor Pressure at Daily Average Liquid Surface Temperature | Vapor Pressure Function | Vapor Molecular Weight | Product Factor | Rim Seal Loss | Total Deck Fitting Loss | Deck Fitting Loss | Deck Seam Loss | Throughput | Shell Clingage Factor | Liquid Density | Working Loss | Total Losses |  | Average Ambient Wind Speed | Average Daily Liquid Surface Temperature | Vapor Pressure at Daily Average Liquid Surface Temperature | Vapor Pressure Function | Vapor Molecular Weight | Product Factor | Rim Seal Loss | Total Deck Fitting Loss | Deck Fitting Loss | Deck Seam Loss | Throughput | Shell Clingage Factor | Liquid Density | Working Loss | Total Losses |  | Average Ambient Wind Speed | Average Daily Liquid Surface Temperature | Vapor Pressure at Daily Average Liquid Surface Temperature | Vapor Pressure Function | Vapor Molecular Weight | Product Factor | Rim Seal Loss | Total Deck Fitting Loss | Deck Fitting Loss | Deck Seam Loss | Throughput | Shell Clingage Factor | Liquid Density | Working Loss | Total Losses |  | Average Ambient Wind Speed | Average Daily Liquid Surface Temperature | Vapor Pressure at Daily Average Liquid Surface Temperature | Vapor Pressure Function | Vapor Molecular Weight | Product Factor | Rim Seal Loss | Total Deck Fitting Loss | Deck Fitting Loss | Deck Seam Loss | Throughput | Shell Clingage Factor | Liquid Density | Working Loss | Total Losses | Rim Seal Loss |  | Deck Fitting Loss |  | Deck Seam Loss |  | Standing Loss |  | Working Loss |  | Total Losses
|  | (mol/ft-yr) | (mol/(mph)ft-yr) |  | (ft) | (mol/ft-yr) | (ft/ft2) |  | (ft) |  | (mph) | (°R) | (psia) |  | (lb/mol) |  | (lb/month) | (mol/month) | (lb/month) | (lb/month) | (bbl/month) | (bbl/1,000 ft2) | (lb/gal) | (lb/month) | (lb/month) |  | (mph) | (°R) | (psia) |  | (lb/mol) |  | (lb/month) | (mol/month) | (lb/month) | (lb/month) | (bbl/month) | (bbl/1,000 ft2) | (lb/gal) | (lb/month) | (lb/month) |  | (mph) | (°R) | (psia) |  | (lb/mol) |  | (lb/month) | (mol/month) | (lb/month) | (lb/month) | (bbl/month) | (bbl/1,000 ft2) | (lb/gal) | (lb/month) | (lb/month) |  | (mph) | (°R) | (psia) |  | (lb/mol) |  | (lb/month) | (mol/month) | (lb/month) | (lb/month) | (bbl/month) | (bbl/1,000 ft2) | (lb/gal) | (lb/month) | (lb/month) |  | (mph) | (°R) | (psia) |  | (lb/mol) |  | (lb/month) | (mol/month) | (lb/month) | (lb/month) | (bbl/month) | (bbl/1,000 ft2) | (lb/gal) | (lb/month) | (lb/month) |  | (mph) | (°R) | (psia) |  | (lb/mol) |  | (lb/month) | (mol/month) | (lb/month) | (lb/month) | (bbl/month) | (bbl/1,000 ft2) | (lb/gal) | (lb/month) | (lb/month) |  | (mph) | (°R) | (psia) |  | (lb/mol) |  | (lb/month) | (mol/month) | (lb/month) | (lb/month) | (bbl/month) | (bbl/1,000 ft2) | (lb/gal) | (lb/month) | (lb/month) |  | (mph) | (°R) | (psia) |  | (lb/mol) |  | (lb/month) | (mol/month) | (lb/month) | (lb/month) | (bbl/month) | (bbl/1,000 ft2) | (lb/gal) | (lb/month) | (lb/month) |  | (mph) | (°R) | (psia) |  | (lb/mol) |  | (lb/month) | (mol/month) | (lb/month) | (lb/month) | (bbl/month) | (bbl/1,000 ft2) | (lb/gal) | (lb/month) | (lb/month) |  | (mph) | (°R) | (psia) |  | (lb/mol) |  | (lb/month) | (mol/month) | (lb/month) | (lb/month) | (bbl/month) | (bbl/1,000 ft2) | (lb/gal) | (lb/month) | (lb/month) |  | (mph) | (°R) | (psia) |  | (lb/mol) |  | (lb/month) | (mol/month) | (lb/month) | (lb/month) | (bbl/month) | (bbl/1,000 ft2) | (lb/gal) | (lb/month) | (lb/month) |  | (mph) | (°R) | (psia) |  | (lb/mol) |  | (lb/month) | (mol/month) | (lb/month) | (lb/month) | (bbl/month) | (bbl/1,000 ft2) | (lb/gal) | (lb/month) | (lb/month) | (lb/yr) | (tons/yr) | (lb/yr) | (tons/yr) | (lb/yr) | (tons/yr) | (lb/yr) | (tons/yr) | (lb/yr) | (tons/yr) | (lb/yr) | (tons/yr) |  | SS # | Tank # | Tank Type | Seal | Tight | Diameter | Roof | Deck Type | Bolted Deck Cons | Shell Cond | Roof Col Cons | Prod 1 | Prod 2 | Type 1 | Thruput | Windspeed Row | Windspeed Col Slope | Windspeed Col Int | FF Row 1 | FF Row 2 | FF Col Slope | FF Col Int | TLA Row | PVA Row | P* Row | MV Row | dens row | Number Row
FLT - 1 | EXTANK 105 | 0.6 | 0.4 | 1 | 139 | 0 | 0 | 0 | 1 | Bakken Crude & | 8.5 | 504.3243 | 5.895 | 0.2508 | 61.1037 | 0.4 | 289.4613 | 14.056 | 86.1603 | 0 | 137323 | 0.006 | 6.739 | 37.6691 | 413.2907 | Bakken Crude & | 7.8 | 505.8808 | 6.0567 | 0.25946 | 61.1037 | 0.4 | 251.552 | 11.9845 | 76.0017 | 0 | 137323 | 0.006 | 6.739 | 37.6691 | 365.2227 | Bakken Crude & | 7.8 | 508.0105 | 6.2836 | 0.27183 | 61.1037 | 0.4 | 291.7738 | 13.2685 | 88.1539 | 0 | 137323 | 0.006 | 6.739 | 37.6691 | 417.5968 | Bakken Crude & | 7.8 | 511.4985 | 6.6693 | 0.29341 | 61.1037 | 0.4 | 304.7787 | 12.8405 | 92.0831 | 0 | 137323 | 0.006 | 6.739 | 37.6691 | 434.531 | Bakken Crude & | 7.6 | 516.7994 | 7.2901 | 0.32972 | 61.1037 | 0.4 | 346.3044 | 13.0707 | 105.3344 | 0 | 137323 | 0.006 | 6.739 | 37.6691 | 489.3079 | Bakken Crude & | 7.8 | 520.8365 | 7.7918 | 0.3606 | 61.1037 | 0.4 | 374.5727 | 12.8405 | 113.1701 | 0 | 137323 | 0.006 | 6.739 | 37.6691 | 525.4118 | Bakken Crude & | 8.1 | 524.5499 | 8.2763 | 0.3918 | 61.1037 | 0.4 | 434.1199 | 13.5871 | 130.1132 | 0 | 137323 | 0.006 | 6.739 | 37.6691 | 601.9022 | Bakken Crude & | 7.2 | 524.4308 | 8.2604 | 0.39076 | 61.1037 | 0.4 | 392.3711 | 12.7071 | 121.3612 | 0 | 137323 | 0.006 | 6.739 | 37.6691 | 551.4014 | Bakken Crude & | 6.7 | 521.351 | 7.8576 | 0.36475 | 61.1037 | 0.4 | 334.0744 | 11.9097 | 106.1766 | 0 | 137323 | 0.006 | 6.739 | 37.6691 | 477.9201 | Bakken Crude & | 6.7 | 514.168 | 6.9766 | 0.31113 | 61.1037 | 0.4 | 294.4628 | 12.3067 | 93.5871 | 0 | 137323 | 0.006 | 6.739 | 37.6691 | 425.719 | Bakken Crude & | 7.8 | 507.7301 | 6.2534 | 0.27016 | 61.1037 | 0.4 | 280.6355 | 12.8405 | 84.7887 | 0 | 137323 | 0.006 | 6.739 | 37.6691 | 403.0933 | Bakken Crude & | 8.7 | 503.9956 | 5.8612 | 0.249 | 61.1037 | 0.4 | 293.1406 | 14.3108 | 87.0953 | 0 | 137323 | 0.006 | 6.739 | 37.6691 | 417.905 | 3887.2472 | 1.9436 | 1184.0258 | 0.59201 | 0 | 0 | 5071.273 | 2.5356 | 452.0289 | 0.22601 | 5523.3019 | 2.7617 | 1 | 1 | 2 | 4 | 17 | 18 | 5 | 13 | 14 | 15 | 12 | 20 | 1 | 6 | 2 | 11 | 1 | 3 | -2 | 15 | 30 | 3 | 0 | 6 | 17 | 18 | 23 | 14 | 2
FLT - 2 | EXTANK 106 | 0.6 | 0.4 | 1 | 139 | 0 | 0 | 0 | 1 | Bakken Crude & | 8.5 | 504.3243 | 5.895 | 0.2508 | 61.1037 | 0.4 | 289.4613 | 14.056 | 86.1603 | 0 | 151066 | 0.006 | 6.739 | 41.4389 | 417.0605 | Bakken Crude & | 7.8 | 505.8808 | 6.0567 | 0.25946 | 61.1037 | 0.4 | 251.552 | 11.9845 | 76.0017 | 0 | 151066 | 0.006 | 6.739 | 41.4389 | 368.9926 | Bakken Crude & | 7.8 | 508.0105 | 6.2836 | 0.27183 | 61.1037 | 0.4 | 291.7738 | 13.2685 | 88.1539 | 0 | 151066 | 0.006 | 6.739 | 41.4389 | 421.3667 | Bakken Crude & | 7.8 | 511.4985 | 6.6693 | 0.29341 | 61.1037 | 0.4 | 304.7787 | 12.8405 | 92.0831 | 0 | 151066 | 0.006 | 6.739 | 41.4389 | 438.3008 | Bakken Crude & | 7.6 | 516.7994 | 7.2901 | 0.32972 | 61.1037 | 0.4 | 346.3044 | 13.0707 | 105.3344 | 0 | 151066 | 0.006 | 6.739 | 41.4389 | 493.0778 | Bakken Crude & | 7.8 | 520.8365 | 7.7918 | 0.3606 | 61.1037 | 0.4 | 374.5727 | 12.8405 | 113.1701 | 0 | 151066 | 0.006 | 6.739 | 41.4389 | 529.1817 | Bakken Crude & | 8.1 | 524.5499 | 8.2763 | 0.3918 | 61.1037 | 0.4 | 434.1199 | 13.5871 | 130.1132 | 0 | 151066 | 0.006 | 6.739 | 41.4389 | 605.672 | Bakken Crude & | 7.2 | 524.4308 | 8.2604 | 0.39076 | 61.1037 | 0.4 | 392.3711 | 12.7071 | 121.3612 | 0 | 151066 | 0.006 | 6.739 | 41.4389 | 555.1712 | Bakken Crude & | 6.7 | 521.351 | 7.8576 | 0.36475 | 61.1037 | 0.4 | 334.0744 | 11.9097 | 106.1766 | 0 | 151066 | 0.006 | 6.739 | 41.4389 | 481.6899 | Bakken Crude & | 6.7 | 514.168 | 6.9766 | 0.31113 | 61.1037 | 0.4 | 294.4628 | 12.3067 | 93.5871 | 0 | 151066 | 0.006 | 6.739 | 41.4389 | 429.4889 | Bakken Crude & | 7.8 | 507.7301 | 6.2534 | 0.27016 | 61.1037 | 0.4 | 280.6355 | 12.8405 | 84.7887 | 0 | 151066 | 0.006 | 6.739 | 41.4389 | 406.8632 | Bakken Crude & | 8.7 | 503.9956 | 5.8612 | 0.249 | 61.1037 | 0.4 | 293.1406 | 14.3108 | 87.0953 | 0 | 151066 | 0.006 | 6.739 | 41.4389 | 421.6748 | 3887.2472 | 1.9436 | 1184.0258 | 0.59201 | 0 | 0 | 5071.273 | 2.5356 | 497.267 | 0.24863 | 5568.54 | 2.7843 | 2 | 1 | 2 | 4 | 17 | 18 | 5 | 13 | 14 | 15 | 12 | 20 | 13 | 18 | 14 | 23 | 16 | 3 | -2 | 30 | 45 | 3 | 0 | 18 | 40 | 41 | 46 | 28 | 17
FLT - 3 | EXTANK 120 | 0.6 | 0.4 | 1 | 32 | 0 | 0 | 0 | 1 | Jet kerosene & | 8.5 | 505.7456 | 0.005128 | 0.00017445 | 130 | 1 | 0.24655 | 10.2322 | 0.23206 | 0 | 4583 | 0.0015 | 7 | 1.4181 | 1.8967 | Jet kerosene & | 7.8 | 508.4183 | 0.005627 | 0.00019143 | 130 | 1 | 0.22726 | 8.6013 | 0.21405 | 0 | 4583 | 0.0015 | 7 | 1.4181 | 1.8594 | Jet kerosene & | 7.8 | 511.7196 | 0.0063024 | 0.00021441 | 130 | 1 | 0.28181 | 9.5229 | 0.26544 | 0 | 4583 | 0.0015 | 7 | 1.4181 | 1.9653 | Jet kerosene & | 7.8 | 516.7936 | 0.0074807 | 0.00025451 | 130 | 1 | 0.32372 | 9.2157 | 0.30491 | 0 | 4583 | 0.0015 | 7 | 1.4181 | 2.0467 | Jet kerosene & | 7.6 | 523.2998 | 0.0092742 | 0.00031555 | 130 | 1 | 0.40582 | 9.3343 | 0.38291 | 0 | 4583 | 0.0015 | 7 | 1.4181 | 2.2068 | Jet kerosene & | 7.8 | 527.7175 | 0.010699 | 0.00036404 | 130 | 1 | 0.46303 | 9.2157 | 0.43614 | 0 | 4583 | 0.0015 | 7 | 1.4181 | 2.3173 | Jet kerosene & | 8.1 | 531.7735 | 0.012173 | 0.00041423 | 130 | 1 | 0.562 | 9.8171 | 0.52865 | 0 | 4583 | 0.0015 | 7 | 1.4181 | 2.5087 | Jet kerosene & | 7.2 | 530.7409 | 0.011782 | 0.00040091 | 130 | 1 | 0.49293 | 8.974 | 0.46771 | 0 | 4583 | 0.0015 | 7 | 1.4181 | 2.3787 | Jet kerosene & | 6.7 | 526.4092 | 0.010258 | 0.00034904 | 130 | 1 | 0.39144 | 8.2763 | 0.37553 | 0 | 4583 | 0.0015 | 7 | 1.4181 | 2.1851 | Jet kerosene & | 6.7 | 517.2469 | 0.0075949 | 0.0002584 | 130 | 1 | 0.29945 | 8.5521 | 0.28728 | 0 | 4583 | 0.0015 | 7 | 1.4181 | 2.0048 | Jet kerosene & | 7.8 | 509.3838 | 0.0058176 | 0.00019792 | 130 | 1 | 0.25173 | 9.2157 | 0.23711 | 0 | 4583 | 0.0015 | 7 | 1.4181 | 1.9069 | Jet kerosene & | 8.7 | 505.2729 | 0.005044 | 0.00017159 | 130 | 1 | 0.24736 | 10.4503 | 0.23312 | 0 | 4583 | 0.0015 | 7 | 1.4181 | 1.8986 | 4.1931 | 0.0020965 | 3.9649 | 0.0019825 | 0 | 0 | 8.158 | 0.004079 | 17.017 | 0.0085085 | 25.175 | 0.012587 | 3 | 1 | 2 | 4 | 17 | 18 | 5 | 13 | 14 | 15 | 12 | 20 | 25 | 30 | 26 | 35 | 31 | 3 | -2 | 45 | 60 | 3 | 0 | 30 | 63 | 64 | 69 | 42 | 32
FLT - 4 | INTANK 63 | 0.6 | 0.4 | 1 | 144 | 0 | 0 | 9 | 1.1 | Bakken Crude & | 0 | 504.0585 | 5.8677 | 0.24934 | 61.1037 | 0.4 | 44.7209 | 73.3621 | 447.0948 | 0 | 130521 | 0.006 | 6.739 | 36.9361 | 528.7517 | Bakken Crude & | 0 | 505.2769 | 5.9936 | 0.25607 | 61.1037 | 0.4 | 41.4818 | 66.2626 | 414.712 | 0 | 130521 | 0.006 | 6.739 | 36.9361 | 493.1298 | Bakken Crude & | 0 | 507.128 | 6.1888 | 0.26663 | 61.1037 | 0.4 | 47.8213 | 73.3621 | 478.0917 | 0 | 130521 | 0.006 | 6.739 | 36.9361 | 562.8491 | Bakken Crude & | 0 | 510.2385 | 6.528 | 0.28541 | 61.1037 | 0.4 | 49.5385 | 70.9956 | 495.2591 | 0 | 130521 | 0.006 | 6.739 | 36.9361 | 581.7337 | Bakken Crude & | 0 | 515.2526 | 7.1046 | 0.31865 | 61.1037 | 0.4 | 57.1519 | 73.3621 | 571.3735 | 0 | 130521 | 0.006 | 6.739 | 36.9361 | 665.4615 | Bakken Crude & | 0 | 519.1991 | 7.5853 | 0.34771 | 61.1037 | 0.4 | 60.3517 | 70.9956 | 603.3634 | 0 | 130521 | 0.006 | 6.739 | 36.9361 | 700.6511 | Bakken Crude & | 0 | 522.831 | 8.0493 | 0.377 | 61.1037 | 0.4 | 67.6168 | 73.3621 | 675.996 | 0 | 130521 | 0.006 | 6.739 | 36.9361 | 780.5488 | Bakken Crude & | 0 | 522.9293 | 8.0621 | 0.37783 | 61.1037 | 0.4 | 67.7656 | 73.3621 | 677.4834 | 0 | 130521 | 0.006 | 6.739 | 36.9361 | 782.185 | Bakken Crude & | 0 | 520.1474 | 7.7044 | 0.35511 | 61.1037 | 0.4 | 61.6361 | 70.9956 | 616.2037 | 0 | 130521 | 0.006 | 6.739 | 36.9361 | 714.7759 | Bakken Crude & | 0 | 513.4353 | 6.8912 | 0.30616 | 61.1037 | 0.4 | 54.9106 | 73.3621 | 548.9658 | 0 | 130521 | 0.006 | 6.739 | 36.9361 | 640.8124 | Bakken Crude & | 0 | 507.3366 | 6.2111 | 0.26785 | 61.1037 | 0.4 | 46.4903 | 70.9956 | 464.7847 | 0 | 130521 | 0.006 | 6.739 | 36.9361 | 548.211 | Bakken Crude & | 0 | 503.6917 | 5.8302 | 0.24736 | 61.1037 | 0.4 | 44.3644 | 73.3621 | 443.531 | 0 | 130521 | 0.006 | 6.739 | 36.9361 | 524.8314 | 643.8498 | 0.32192 | 6436.859 | 3.2184 | 0 | 0 | 7080.7088 | 3.5404 | 443.2326 | 0.22162 | 7523.9415 | 3.762 | 4 | 1 | 2 | 4 | 17 | 18 | 5 | 13 | 14 | 15 | 12 | 20 | 37 | 42 | 38 | 47 | 46 | 3 | -2 | 60 | 75 | 3 | 0 | 42 | 86 | 87 | 92 | 56 | 47
FLT - 5 | INTANK 68 | 0.6 | 0.4 | 1 | 120 | 0 | 0 | 7 | 1.1 | Bakken Crude & | 0 | 504.0564 | 5.8675 | 0.24933 | 61.1037 | 0.4 | 37.2657 | 56.5372 | 344.5422 | 0 | 81087 | 0.006 | 6.739 | 27.418 | 409.226 | Bakken Crude & | 0 | 505.2733 | 5.9932 | 0.25605 | 61.1037 | 0.4 | 34.5654 | 51.0659 | 319.5765 | 0 | 81087 | 0.006 | 6.739 | 27.418 | 381.5599 | Bakken Crude & | 0 | 507.1227 | 6.1883 | 0.2666 | 61.1037 | 0.4 | 39.8465 | 56.5372 | 368.4034 | 0 | 81087 | 0.006 | 6.739 | 27.418 | 435.668 | Bakken Crude & | 0 | 510.231 | 6.5271 | 0.28537 | 61.1037 | 0.4 | 41.2753 | 54.7134 | 381.6132 | 0 | 81087 | 0.006 | 6.739 | 27.418 | 450.3066 | Bakken Crude & | 0 | 515.2434 | 7.1035 | 0.31859 | 61.1037 | 0.4 | 47.6169 | 56.5372 | 440.2448 | 0 | 81087 | 0.006 | 6.739 | 27.418 | 515.2798 | Bakken Crude & | 0 | 519.1894 | 7.584 | 0.34764 | 61.1037 | 0.4 | 50.2822 | 54.7134 | 464.8869 | 0 | 81087 | 0.006 | 6.739 | 27.418 | 542.5871 | Bakken Crude & | 0 | 522.8208 | 8.0479 | 0.37692 | 61.1037 | 0.4 | 56.3344 | 56.5372 | 520.8433 | 0 | 81087 | 0.006 | 6.739 | 27.418 | 604.5957 | Bakken Crude & | 0 | 522.9204 | 8.061 | 0.37776 | 61.1037 | 0.4 | 56.46 | 56.5372 | 522.0044 | 0 | 81087 | 0.006 | 6.739 | 27.418 | 605.8824 | Bakken Crude & | 0 | 520.1402 | 7.7035 | 0.35506 | 61.1037 | 0.4 | 51.3552 | 54.7134 | 474.8074 | 0 | 81087 | 0.006 | 6.739 | 27.418 | 553.5806 | Bakken Crude & | 0 | 513.431 | 6.8907 | 0.30613 | 61.1037 | 0.4 | 45.7544 | 56.5372 | 423.0249 | 0 | 81087 | 0.006 | 6.739 | 27.418 | 496.1973 | Bakken Crude & | 0 | 507.3343 | 6.2109 | 0.26784 | 61.1037 | 0.4 | 38.7399 | 54.7134 | 358.1722 | 0 | 81087 | 0.006 | 6.739 | 27.418 | 424.3302 | Bakken Crude & | 0 | 503.6899 | 5.83 | 0.24735 | 61.1037 | 0.4 | 36.9689 | 56.5372 | 341.7977 | 0 | 81087 | 0.006 | 6.739 | 27.418 | 406.1846 | 536.465 | 0.26823 | 4959.917 | 2.48 | 0 | 0 | 5496.382 | 2.7482 | 329.0163 | 0.16451 | 5825.3983 | 2.9127 | 5 | 1 | 2 | 4 | 17 | 18 | 5 | 13 | 14 | 15 | 12 | 20 | 49 | 54 | 50 | 59 | 61 | 3 | -2 | 75 | 90 | 3 | 0 | 54 | 109 | 110 | 115 | 70 | 62
FLT - 6 | INTANK 71 | 0.6 | 0.4 | 1 | 80 | 0 | 0 | 1 | 1.1 | Av-Gas & | 0 | 504.0317 | 2.1118 | 0.077389 | 80 | 1 | 25.2393 | 31.3295 | 193.9644 | 0 | 35808 | 0.0015 | 5.831 | 3.7425 | 222.9463 | Av-Gas & | 0 | 505.2301 | 2.1703 | 0.079703 | 80 | 1 | 23.4784 | 28.2976 | 180.4315 | 0 | 35808 | 0.0015 | 5.831 | 3.7425 | 207.6525 | Av-Gas & | 0 | 507.0596 | 2.2621 | 0.083357 | 80 | 1 | 27.1857 | 31.3295 | 208.9218 | 0 | 35808 | 0.0015 | 5.831 | 3.7425 | 239.85 | Av-Gas & | 0 | 510.1409 | 2.4241 | 0.08986 | 80 | 1 | 28.3612 | 30.3189 | 217.9561 | 0 | 35808 | 0.0015 | 5.831 | 3.7425 | 250.0599 | Av-Gas & | 0 | 515.1327 | 2.7066 | 0.1014 | 80 | 1 | 33.0689 | 31.3295 | 254.1344 | 0 | 35808 | 0.0015 | 5.831 | 3.7425 | 290.9458 | Av-Gas & | 0 | 519.0722 | 2.9482 | 0.11146 | 80 | 1 | 35.1776 | 30.3189 | 270.3396 | 0 | 35808 | 0.0015 | 5.831 | 3.7425 | 309.2597 | Av-Gas & | 0 | 522.6978 | 3.186 | 0.12154 | 80 | 1 | 39.6379 | 31.3295 | 304.6173 | 0 | 35808 | 0.0015 | 5.831 | 3.7425 | 347.9978 | Av-Gas & | 0 | 522.813 | 3.1938 | 0.12187 | 80 | 1 | 39.7468 | 31.3295 | 305.4541 | 0 | 35808 | 0.0015 | 5.831 | 3.7425 | 348.9435 | Av-Gas & | 0 | 520.0541 | 3.0111 | 0.11411 | 80 | 1 | 36.0137 | 30.3189 | 276.7654 | 0 | 35808 | 0.0015 | 5.831 | 3.7425 | 316.5217 | Av-Gas & | 0 | 513.3786 | 2.6044 | 0.097194 | 80 | 1 | 31.6986 | 31.3295 | 243.6038 | 0 | 35808 | 0.0015 | 5.831 | 3.7425 | 279.045 | Av-Gas & | 0 | 507.3061 | 2.2747 | 0.083861 | 80 | 1 | 26.4678 | 30.3189 | 203.405 | 0 | 35808 | 0.0015 | 5.831 | 3.7425 | 233.6153 | Av-Gas & | 0 | 503.6682 | 2.0943 | 0.076699 | 80 | 1 | 25.0144 | 31.3295 | 192.2357 | 0 | 35808 | 0.0015 | 5.831 | 3.7425 | 220.9926 | 371.0903 | 0.18555 | 2851.8291 | 1.4259 | 0 | 0 | 3222.9194 | 1.6115 | 44.9105 | 0.022455 | 3267.83 | 1.6339 | 6 | 1 | 2 | 4 | 17 | 18 | 5 | 13 | 14 | 15 | 12 | 20 | 61 | 66 | 62 | 71 | 76 | 3 | -2 | 90 | 105 | 3 | 0 | 66 | 132 | 133 | 138 | 84 | 77
FLT - 7 | INTANK 95 | 0.6 | 0.4 | 1 | 48 | 0 | 0 | 1 | 1.1 | Jet kerosene & | 0 | 504.9704 | 0.0049909 | 0.00016979 | 130 | 1 | 0.053989 | 29.7583 | 0.65683 | 0 | 9668 | 0.0015 | 7 | 2.04 | 2.7509 | Jet kerosene & | 0 | 506.8722 | 0.0053334 | 0.00018144 | 130 | 1 | 0.052112 | 26.8785 | 0.63399 | 0 | 9668 | 0.0015 | 7 | 2.04 | 2.7261 | Jet kerosene & | 0 | 509.4597 | 0.0058328 | 0.00019843 | 130 | 1 | 0.063098 | 29.7583 | 0.76765 | 0 | 9668 | 0.0015 | 7 | 2.04 | 2.8708 | Jet kerosene & | 0 | 513.5673 | 0.0067109 | 0.00022831 | 130 | 1 | 0.070258 | 28.7984 | 0.85476 | 0 | 9668 | 0.0015 | 7 | 2.04 | 2.965 | Jet kerosene & | 0 | 519.3391 | 0.0081421 | 0.00027702 | 130 | 1 | 0.088087 | 29.7583 | 1.0717 | 0 | 9668 | 0.0015 | 7 | 2.04 | 3.1998 | Jet kerosene & | 0 | 523.5249 | 0.0093425 | 0.00031787 | 130 | 1 | 0.097818 | 28.7984 | 1.1901 | 0 | 9668 | 0.0015 | 7 | 2.04 | 3.3279 | Jet kerosene & | 0 | 527.3722 | 0.010581 | 0.00036003 | 130 | 1 | 0.11448 | 29.7583 | 1.3928 | 0 | 9668 | 0.0015 | 7 | 2.04 | 3.5473 | Jet kerosene & | 0 | 526.8962 | 0.01042 | 0.00035456 | 130 | 1 | 0.11274 | 29.7583 | 1.3716 | 0 | 9668 | 0.0015 | 7 | 2.04 | 3.5244 | Jet kerosene & | 0 | 523.3272 | 0.0092825 | 0.00031583 | 130 | 1 | 0.097189 | 28.7984 | 1.1824 | 0 | 9668 | 0.0015 | 7 | 2.04 | 3.3196 | Jet kerosene & | 0 | 515.3709 | 0.0071321 | 0.00024265 | 130 | 1 | 0.077158 | 29.7583 | 0.9387 | 0 | 9668 | 0.0015 | 7 | 2.04 | 3.0559 | Jet kerosene & | 0 | 508.3762 | 0.0056188 | 0.00019115 | 130 | 1 | 0.058823 | 28.7984 | 0.71564 | 0 | 9668 | 0.0015 | 7 | 2.04 | 2.8145 | Jet kerosene & | 0 | 504.4947 | 0.0049083 | 0.00016698 | 130 | 1 | 0.053096 | 29.7583 | 0.64596 | 0 | 9668 | 0.0015 | 7 | 2.04 | 2.7391 | 0.93885 | 0.00046943 | 11.4221 | 0.005711 | 0 | 0 | 12.3609 | 0.0061805 | 24.4804 | 0.01224 | 36.8413 | 0.018421 | 7 | 1 | 2 | 4 | 17 | 18 | 5 | 13 | 14 | 15 | 12 | 20 | 73 | 78 | 74 | 83 | 91 | 3 | -2 | 105 | 120 | 3 | 0 | 78 | 155 | 156 | 161 | 98 | 92
FLT - 8 | INTANK 104 | 0.6 | 0.4 | 1 | 144 | 0 | 0 | 9 | 1.1 | Bakken Crude & | 0 | 504.0573 | 5.8675 | 0.24934 | 61.1037 | 0.4 | 44.7197 | 92.2195 | 562.004 | 0 | 133421 | 0.006 | 6.739 | 37.7567 | 644.4805 | Bakken Crude & | 0 | 505.2749 | 5.9934 | 0.25605 | 61.1037 | 0.4 | 41.4799 | 83.295 | 521.2886 | 0 | 133421 | 0.006 | 6.739 | 37.7567 | 600.5252 | Bakken Crude & | 0 | 507.125 | 6.1885 | 0.26661 | 61.1037 | 0.4 | 47.8183 | 92.2195 | 600.944 | 0 | 133421 | 0.006 | 6.739 | 37.7567 | 686.519 | Bakken Crude & | 0 | 510.2344 | 6.5275 | 0.28539 | 61.1037 | 0.4 | 49.534 | 89.2447 | 622.5057 | 0 | 133421 | 0.006 | 6.739 | 37.7567 | 709.7964 | Bakken Crude & | 0 | 515.2474 | 7.1039 | 0.31862 | 61.1037 | 0.4 | 57.1454 | 92.2195 | 718.1606 | 0 | 133421 | 0.006 | 6.739 | 37.7567 | 813.0627 | Bakken Crude & | 0 | 519.1937 | 7.5846 | 0.34767 | 61.1037 | 0.4 | 60.3444 | 89.2447 | 758.363 | 0 | 133421 | 0.006 | 6.739 | 37.7567 | 856.4642 | Bakken Crude & | 0 | 522.8253 | 8.0485 | 0.37695 | 61.1037 | 0.4 | 67.6082 | 92.2195 | 849.6485 | 0 | 133421 | 0.006 | 6.739 | 37.7567 | 955.0134 | Bakken Crude & | 0 | 522.9243 | 8.0615 | 0.37779 | 61.1037 | 0.4 | 67.758 | 92.2195 | 851.5317 | 0 | 133421 | 0.006 | 6.739 | 37.7567 | 957.0465 | Bakken Crude & | 0 | 520.1434 | 7.7039 | 0.35508 | 61.1037 | 0.4 | 61.6306 | 89.2447 | 774.5267 | 0 | 133421 | 0.006 | 6.739 | 37.7567 | 873.914 | Bakken Crude & | 0 | 513.4329 | 6.891 | 0.30614 | 61.1037 | 0.4 | 54.9076 | 92.2195 | 690.0375 | 0 | 133421 | 0.006 | 6.739 | 37.7567 | 782.7018 | Bakken Crude & | 0 | 507.3353 | 6.211 | 0.26784 | 61.1037 | 0.4 | 46.489 | 89.2447 | 584.2384 | 0 | 133421 | 0.006 | 6.739 | 37.7567 | 668.4841 | Bakken Crude & | 0 | 503.6907 | 5.8301 | 0.24735 | 61.1037 | 0.4 | 44.3634 | 92.2195 | 557.5259 | 0 | 133421 | 0.006 | 6.739 | 37.7567 | 639.6461 | 643.7986 | 0.3219 | 8090.7746 | 4.0454 | 0 | 0 | 8734.5732 | 4.3673 | 453.0807 | 0.22654 | 9187.6539 | 4.5938 | 8 | 1 | 2 | 4 | 17 | 18 | 5 | 13 | 14 | 15 | 12 | 20 | 85 | 90 | 86 | 95 | 106 | 3 | -2 | 120 | 135 | 3 | 0 | 90 | 178 | 179 | 184 | 112 | 107
FLT - 9 | INTANK 114 | 0.6 | 0.4 | 1 | 52 | 0 | 0 | 1 | 1.1 | Jet kerosene & | 0 | 504.0044 | 0.0048245 | 0.00016412 | 130 | 1 | 0.056538 | 30.5847 | 0.65256 | 0 | 15129 | 0.0015 | 7 | 2.9417 | 3.6508 | Jet kerosene & | 0 | 505.1823 | 0.005028 | 0.00017105 | 130 | 1 | 0.053222 | 27.6249 | 0.61428 | 0 | 15129 | 0.0015 | 7 | 2.9417 | 3.6092 | Jet kerosene & | 0 | 506.9896 | 0.0053552 | 0.00018218 | 130 | 1 | 0.062759 | 30.5847 | 0.72436 | 0 | 15129 | 0.0015 | 7 | 2.9417 | 3.7288 | Jet kerosene & | 0 | 510.041 | 0.0059505 | 0.00020244 | 130 | 1 | 0.067487 | 29.5981 | 0.77894 | 0 | 15129 | 0.0015 | 7 | 2.9417 | 3.7881 | Jet kerosene & | 0 | 515.0101 | 0.007046 | 0.00023972 | 130 | 1 | 0.082579 | 30.5847 | 0.95312 | 0 | 15129 | 0.0015 | 7 | 2.9417 | 3.9774 | Jet kerosene & | 0 | 518.9425 | 0.0080358 | 0.0002734 | 130 | 1 | 0.091143 | 29.5981 | 1.052 | 0 | 15129 | 0.0015 | 7 | 2.9417 | 4.0848 | Jet kerosene & | 0 | 522.5616 | 0.0090532 | 0.00030803 | 130 | 1 | 0.10611 | 30.5847 | 1.2247 | 0 | 15129 | 0.0015 | 7 | 2.9417 | 4.2725 | Jet kerosene & | 0 | 522.6939 | 0.0090925 | 0.00030936 | 130 | 1 | 0.10657 | 30.5847 | 1.23 | 0 | 15129 | 0.0015 | 7 | 2.9417 | 4.2783 | Jet kerosene & | 0 | 519.9587 | 0.0083107 | 0.00028276 | 130 | 1 | 0.094263 | 29.5981 | 1.088 | 0 | 15129 | 0.0015 | 7 | 2.9417 | 4.1239 | Jet kerosene & | 0 | 513.3205 | 0.006655 | 0.00022641 | 130 | 1 | 0.077995 | 30.5847 | 0.90022 | 0 | 15129 | 0.0015 | 7 | 2.9417 | 3.9199 | Jet kerosene & | 0 | 507.275 | 0.0054085 | 0.000184 | 130 | 1 | 0.061339 | 29.5981 | 0.70798 | 0 | 15129 | 0.0015 | 7 | 2.9417 | 3.711 | Jet kerosene & | 0 | 503.6441 | 0.0047637 | 0.00016206 | 130 | 1 | 0.055826 | 30.5847 | 0.64434 | 0 | 15129 | 0.0015 | 7 | 2.9417 | 3.6419 | 0.91583 | 0.00045792 | 10.5705 | 0.0052852 | 0 | 0 | 11.4863 | 0.0057432 | 35.3005 | 0.01765 | 46.7868 | 0.023393 | 9 | 1 | 2 | 4 | 17 | 18 | 5 | 13 | 14 | 15 | 12 | 20 | 97 | 102 | 98 | 107 | 121 | 3 | -2 | 135 | 150 | 3 | 0 | 102 | 201 | 202 | 207 | 126 | 122
FLT - 10 | INTANK 130 | 0.6 | 0.4 | 1 | 120 | 0 | 0 | 7 | 1.1 | Bakken Crude & | 0 | 504.0551 | 5.8673 | 0.24933 | 61.1037 | 0.4 | 37.2646 | 59.289 | 361.3012 | 0 | 80568 | 0.006 | 6.739 | 27.2425 | 425.8083 | Bakken Crude & | 0 | 505.271 | 5.993 | 0.25603 | 61.1037 | 0.4 | 34.5636 | 53.5513 | 335.1137 | 0 | 80568 | 0.006 | 6.739 | 27.2425 | 396.9199 | Bakken Crude & | 0 | 507.1193 | 6.1879 | 0.26658 | 61.1037 | 0.4 | 39.8435 | 59.289 | 386.3053 | 0 | 80568 | 0.006 | 6.739 | 27.2425 | 453.3914 | Bakken Crude & | 0 | 510.2261 | 6.5266 | 0.28534 | 61.1037 | 0.4 | 41.2709 | 57.3764 | 400.1441 | 0 | 80568 | 0.006 | 6.739 | 27.2425 | 468.6575 | Bakken Crude & | 0 | 515.2373 | 7.1027 | 0.31855 | 61.1037 | 0.4 | 47.6106 | 59.289 | 461.6111 | 0 | 80568 | 0.006 | 6.739 | 27.2425 | 536.4642 | Bakken Crude & | 0 | 519.183 | 7.5832 | 0.34759 | 61.1037 | 0.4 | 50.2751 | 57.3764 | 487.4448 | 0 | 80568 | 0.006 | 6.739 | 27.2425 | 564.9625 | Bakken Crude & | 0 | 522.8141 | 8.0471 | 0.37686 | 61.1037 | 0.4 | 56.326 | 59.289 | 546.1119 | 0 | 80568 | 0.006 | 6.739 | 27.2425 | 629.6805 | Bakken Crude & | 0 | 522.9145 | 8.0602 | 0.37771 | 61.1037 | 0.4 | 56.4526 | 59.289 | 547.3397 | 0 | 80568 | 0.006 | 6.739 | 27.2425 | 631.0349 | Bakken Crude & | 0 | 520.1355 | 7.7029 | 0.35502 | 61.1037 | 0.4 | 51.3498 | 57.3764 | 497.8653 | 0 | 80568 | 0.006 | 6.739 | 27.2425 | 576.4577 | Bakken Crude & | 0 | 513.4281 | 6.8904 | 0.30611 | 61.1037 | 0.4 | 45.7515 | 59.289 | 443.5865 | 0 | 80568 | 0.006 | 6.739 | 27.2425 | 516.5806 | Bakken Crude & | 0 | 507.3328 | 6.2107 | 0.26783 | 61.1037 | 0.4 | 38.7386 | 57.3764 | 375.5926 | 0 | 80568 | 0.006 | 6.739 | 27.2425 | 441.5738 | Bakken Crude & | 0 | 503.6887 | 5.8299 | 0.24734 | 61.1037 | 0.4 | 36.9679 | 59.289 | 358.4244 | 0 | 80568 | 0.006 | 6.739 | 27.2425 | 422.6349 | 536.4149 | 0.26821 | 5200.8407 | 2.6004 | 0 | 0 | 5737.2556 | 2.8686 | 326.9104 | 0.16346 | 6064.166 | 3.0321 | 10 | 1 | 2 | 4 | 17 | 18 | 5 | 13 | 14 | 15 | 12 | 20 | 109 | 114 | 110 | 119 | 136 | 3 | -2 | 150 | 165 | 3 | 0 | 114 | 224 | 225 | 230 | 140 | 137
[10 empty] | 1 | 2 | 3 | 4 | 5 | 6 | 7 | 8 | 9 | 10 | 11 | 12 | 13 | 14 | 15 | 16 | 17 | 18 | 19 | 20 | 21 | 22 | 23 | 24 | 25 | 26 | 27 | 28 | 29 | 30 | 31 | 32 | 33 | 34 | 35 | 36 | 37 | 38 | 39 | 40 | 41 | 42 | 43 | 44 | 45 | 46 | 47 | 48 | 49 | 50 | 51 | 52 | 53 | 54 | 55 | 56 | 57 | 58 | 59 | 60 | 61 | 62 | 63 | 64 | 65 | 66 | 67 | 68 | 69 | 70 | 71 | 72 | 73 | 74 | 75 | 76 | 77 | 78 | 79 | 80 | 81 | 82 | 83 | 84 | 85 | 86 | 87 | 88 | 89 | 90 | 91 | 92 | 93 | 94 | 95 | 96 | 97 | 98 | 99 | 100 | 101 | 102 | 103 | 104 | 105 | 106 | 107 | 108 | 109 | 110 | 111 | 112 | 113 | 114 | 115 | 116 | 117 | 118 | 119 | 120 | 121 | 122 | 123 | 124 | 125 | 126 | 127 | 128 | 129 | 130 | 131 | 132 | 133 | 134 | 135 | 136 | 137 | 138 | 139 | 140 | 141 | 142 | 143 | 144 | 145 | 146 | 147 | 148 | 149 | 150 | 151 | 152 | 153 | 154 | 155 | 156 | 157 | 158 | 159 | 160 | 161 | 162 | 163 | 164 | 165 | 166 | 167 | 168 | 169 | 170 | 171 | 172 | 173 | 174 | 175 | 176 | 177 | 178 | 179 | 180 | 181 | 182 | 183 | 184 | 185 | 186 | 187 | 188 | 189 | 190 | 191 | 192 | 193 | 194 | 195 | 196 | 197 | 198 | 199 | 200 | 201 | 202 | 203 | 204
[10 empty] | 1 | [15 empty] | 2 | [15 empty] | 3 | [15 empty] | 4 | [15 empty] | 5 | [15 empty] | 6 | [15 empty] | 7 | [15 empty] | 8 | [15 empty] | 9 | [15 empty] | 10 | [15 empty] | 11 | [15 empty] | 12
| Test 1 True | Test 2
| Test 1 False | Test 3
| Test 2 | 0.6
| Test 2 Criteria | TRUE
| Test 2 True | 0.6
| Test 2 False | 0.4
| Test 3 | 1.1

## Fixed Roof Calculations
[249 empty] | FX_Input Row | FX_Temps Row |  | FX_Multi Row | FX_Vap Row
|  |  | Fixed Quantities | [11 empty] | January | [18 empty] | February | [18 empty] | March | [18 empty] | April | [18 empty] | May | [18 empty] | June | [18 empty] | July | [18 empty] | August | [18 empty] | September | [18 empty] | October | [18 empty] | November | [18 empty] | December | [18 empty] | Annual Totals
| Spreadsheet Tank Number |  | VV | ΔPB | D/DE | HS/HSE | HVO | HR | HRO | HLX | HLN | αS | αR | α | Stored Products | ΔTV | TLA | ΔPV | PVA | KE | KS | MV | TV | WV | LS | Q | VQ | N | KN | KP | KB | LW | LT | Stored Products | ΔTV | TLA | ΔPV | PVA | KE | KS | MV | TV | WV | LS | Q | VQ | N | KN | KP | KB | LW | LT | Stored Products | ΔTV | TLA | ΔPV | PVA | KE | KS | MV | TV | WV | LS | Q | VQ | N | KN | KP | KB | LW | LT | Stored Products | ΔTV | TLA | ΔPV | PVA | KE | KS | MV | TV | WV | LS | Q | VQ | N | KN | KP | KB | LW | LT | Stored Products | ΔTV | TLA | ΔPV | PVA | KE | KS | MV | TV | WV | LS | Q | VQ | N | KN | KP | KB | LW | LT | Stored Products | ΔTV | TLA | ΔPV | PVA | KE | KS | MV | TV | WV | LS | Q | VQ | N | KN | KP | KB | LW | LT | Stored Products | ΔTV | TLA | ΔPV | PVA | KE | KS | MV | TV | WV | LS | Q | VQ | N | KN | KP | KB | LW | LT | Stored Products | ΔTV | TLA | ΔPV | PVA | KE | KS | MV | TV | WV | LS | Q | VQ | N | KN | KP | KB | LW | LT | Stored Products | ΔTV | TLA | ΔPV | PVA | KE | KS | MV | TV | WV | LS | Q | VQ | N | KN | KP | KB | LW | LT | Stored Products | ΔTV | TLA | ΔPV | PVA | KE | KS | MV | TV | WV | LS | Q | VQ | N | KN | KP | KB | LW | LT | Stored Products | ΔTV | TLA | ΔPV | PVA | KE | KS | MV | TV | WV | LS | Q | VQ | N | KN | KP | KB | LW | LT | Stored Products | ΔTV | TLA | ΔPV | PVA | KE | KS | MV | TV | WV | LS | Q | VQ | N | KN | KP | KB | LW | LT | LS |  | LW |  | LT
|  | AP-42 Equation | 1-3 | 1-10 | 1-14 | 1-15/2 | 1-16 | 1-18/1-20 | 1-17/1-19 | 1-37 Notes | 1-37 Notes | Tbl 7.1-6 | Tbl 7.1-6 | Tbl 7.1-6 |  | 1-7/1-8 | 1-28/1-29 | 1-9 | 1-25/1-26/Fig 7.1-15 | 1-5 | 1-21 | 1-23 | 1-33/1-34 | 1-22 | 1-4 |  | 1-39 | 1-36 | 1-35 Notes | 1-35 Notes | 1-35 Notes | 1-35 | 1-3 |  | 1-7/1-8 | 1-28/1-29 | 1-9 | 1-25/1-26/Fig 7.1-15 | 1-5 | 1-21 | 1-23 | 1-33/1-34 | 1-22 | 1-4 |  | 1-39 | 1-36 | 1-35 Notes | 1-35 Notes | 1-35 Notes | 1-35 | 1-3 |  | 1-7/1-8 | 1-28/1-29 | 1-9 | 1-25/1-26/Fig 7.1-15 | 1-5 | 1-21 | 1-23 | 1-33/1-34 | 1-22 | 1-4 |  | 1-39 | 1-36 | 1-35 Notes | 1-35 Notes | 1-35 Notes | 1-35 | 1-3 |  | 1-7/1-8 | 1-28/1-29 | 1-9 | 1-25/1-26/Fig 7.1-15 | 1-5 | 1-21 | 1-23 | 1-33/1-34 | 1-22 | 1-4 |  | 1-39 | 1-36 | 1-35 Notes | 1-35 Notes | 1-35 Notes | 1-35 | 1-3 |  | 1-7/1-8 | 1-28/1-29 | 1-9 | 1-25/1-26/Fig 7.1-15 | 1-5 | 1-21 | 1-23 | 1-33/1-34 | 1-22 | 1-4 |  | 1-39 | 1-36 | 1-35 Notes | 1-35 Notes | 1-35 Notes | 1-35 | 1-3 |  | 1-7/1-8 | 1-28/1-29 | 1-9 | 1-25/1-26/Fig 7.1-15 | 1-5 | 1-21 | 1-23 | 1-33/1-34 | 1-22 | 1-4 |  | 1-39 | 1-36 | 1-35 Notes | 1-35 Notes | 1-35 Notes | 1-35 | 1-3 |  | 1-7/1-8 | 1-28/1-29 | 1-9 | 1-25/1-26/Fig 7.1-15 | 1-5 | 1-21 | 1-23 | 1-33/1-34 | 1-22 | 1-4 |  | 1-39 | 1-36 | 1-35 Notes | 1-35 Notes | 1-35 Notes | 1-35 | 1-3 |  | 1-7/1-8 | 1-28/1-29 | 1-9 | 1-25/1-26/Fig 7.1-15 | 1-5 | 1-21 | 1-23 | 1-33/1-34 | 1-22 | 1-4 |  | 1-39 | 1-36 | 1-35 Notes | 1-35 Notes | 1-35 Notes | 1-35 | 1-3 |  | 1-7/1-8 | 1-28/1-29 | 1-9 | 1-25/1-26/Fig 7.1-15 | 1-5 | 1-21 | 1-23 | 1-33/1-34 | 1-22 | 1-4 |  | 1-39 | 1-36 | 1-35 Notes | 1-35 Notes | 1-35 Notes | 1-35 | 1-3 |  | 1-7/1-8 | 1-28/1-29 | 1-9 | 1-25/1-26/Fig 7.1-15 | 1-5 | 1-21 | 1-23 | 1-33/1-34 | 1-22 | 1-4 |  | 1-39 | 1-36 | 1-35 Notes | 1-35 Notes | 1-35 Notes | 1-35 | 1-3 |  | 1-7/1-8 | 1-28/1-29 | 1-9 | 1-25/1-26/Fig 7.1-15 | 1-5 | 1-21 | 1-23 | 1-33/1-34 | 1-22 | 1-4 |  | 1-39 | 1-36 | 1-35 Notes | 1-35 Notes | 1-35 Notes | 1-35 | 1-3 |  | 1-7/1-8 | 1-28/1-29 | 1-9 | 1-25/1-26/Fig 7.1-15 | 1-5 | 1-21 | 1-23 | 1-33/1-34 | 1-22 | 1-4 |  | 1-39 | 1-36 | 1-35 Notes | 1-35 Notes | 1-35 Notes | 1-35 | 1-3
|  | Air Permit ID & Terminal ID | Vapor Space Volume | Breather Vent Pressure Range | Tank Diameter | Shell Height | Vapor Space Outage | Tank Roof Height | Tank Roof Outage | Maximum Liquid Height | Minimum Liquid Height | Tank Shell Solar Absorptance | Tank Roof Solar Absorptance | Average Solar Absorptance |  | Daily Average Vapor Temperature Range | Average Daily Liquid Surface Temperature | Daily Average Vapor Pressure Range | Vapor Pressure at Daily Average Liquid Surface Temperature | Vapor Space Expansion Factor | Vented Vapor Saturation Factor | Vapor Molecular Weight | Average Vapor Temperature | Vapor Density | Standing Loss | Monthly Throughput | Net Working Loss Throughput | Turnovers Per Month | Working Loss Turnover Factor | Working Loss Product Factor | Vent Setting Correction Factor | Working Loss | Total Losses |  | Daily Average Vapor Temperature Range | Average Daily Liquid Surface Temperature | Daily Average Vapor Pressure Range | Vapor Pressure at Daily Average Liquid Surface Temperature | Vapor Space Expansion Factor | Vented Vapor Saturation Factor | Vapor Molecular Weight | Average Vapor Temperature | Vapor Density | Standing Loss | Monthly Throughput | Net Working Loss Throughput | Turnovers Per Month | Working Loss Turnover Factor | Working Loss Product Factor | Vent Setting Correction Factor | Working Loss | Total Losses |  | Daily Average Vapor Temperature Range | Average Daily Liquid Surface Temperature | Daily Average Vapor Pressure Range | Vapor Pressure at Daily Average Liquid Surface Temperature | Vapor Space Expansion Factor | Vented Vapor Saturation Factor | Vapor Molecular Weight | Average Vapor Temperature | Vapor Density | Standing Loss | Monthly Throughput | Net Working Loss Throughput | Turnovers Per Month | Working Loss Turnover Factor | Working Loss Product Factor | Vent Setting Correction Factor | Working Loss | Total Losses |  | Daily Average Vapor Temperature Range | Average Daily Liquid Surface Temperature | Daily Average Vapor Pressure Range | Vapor Pressure at Daily Average Liquid Surface Temperature | Vapor Space Expansion Factor | Vented Vapor Saturation Factor | Vapor Molecular Weight | Average Vapor Temperature | Vapor Density | Standing Loss | Monthly Throughput | Net Working Loss Throughput | Turnovers Per Month | Working Loss Turnover Factor | Working Loss Product Factor | Vent Setting Correction Factor | Working Loss | Total Losses |  | Daily Average Vapor Temperature Range | Average Daily Liquid Surface Temperature | Daily Average Vapor Pressure Range | Vapor Pressure at Daily Average Liquid Surface Temperature | Vapor Space Expansion Factor | Vented Vapor Saturation Factor | Vapor Molecular Weight | Average Vapor Temperature | Vapor Density | Standing Loss | Monthly Throughput | Net Working Loss Throughput | Turnovers Per Month | Working Loss Turnover Factor | Working Loss Product Factor | Vent Setting Correction Factor | Working Loss | Total Losses |  | Daily Average Vapor Temperature Range | Average Daily Liquid Surface Temperature | Daily Average Vapor Pressure Range | Vapor Pressure at Daily Average Liquid Surface Temperature | Vapor Space Expansion Factor | Vented Vapor Saturation Factor | Vapor Molecular Weight | Average Vapor Temperature | Vapor Density | Standing Loss | Monthly Throughput | Net Working Loss Throughput | Turnovers Per Month | Working Loss Turnover Factor | Working Loss Product Factor | Vent Setting Correction Factor | Working Loss | Total Losses |  | Daily Average Vapor Temperature Range | Average Daily Liquid Surface Temperature | Daily Average Vapor Pressure Range | Vapor Pressure at Daily Average Liquid Surface Temperature | Vapor Space Expansion Factor | Vented Vapor Saturation Factor | Vapor Molecular Weight | Average Vapor Temperature | Vapor Density | Standing Loss | Monthly Throughput | Net Working Loss Throughput | Turnovers Per Month | Working Loss Turnover Factor | Working Loss Product Factor | Vent Setting Correction Factor | Working Loss | Total Losses |  | Daily Average Vapor Temperature Range | Average Daily Liquid Surface Temperature | Daily Average Vapor Pressure Range | Vapor Pressure at Daily Average Liquid Surface Temperature | Vapor Space Expansion Factor | Vented Vapor Saturation Factor | Vapor Molecular Weight | Average Vapor Temperature | Vapor Density | Standing Loss | Monthly Throughput | Net Working Loss Throughput | Turnovers Per Month | Working Loss Turnover Factor | Working Loss Product Factor | Vent Setting Correction Factor | Working Loss | Total Losses |  | Daily Average Vapor Temperature Range | Average Daily Liquid Surface Temperature | Daily Average Vapor Pressure Range | Vapor Pressure at Daily Average Liquid Surface Temperature | Vapor Space Expansion Factor | Vented Vapor Saturation Factor | Vapor Molecular Weight | Average Vapor Temperature | Vapor Density | Standing Loss | Monthly Throughput | Net Working Loss Throughput | Turnovers Per Month | Working Loss Turnover Factor | Working Loss Product Factor | Vent Setting Correction Factor | Working Loss | Total Losses |  | Daily Average Vapor Temperature Range | Average Daily Liquid Surface Temperature | Daily Average Vapor Pressure Range | Vapor Pressure at Daily Average Liquid Surface Temperature | Vapor Space Expansion Factor | Vented Vapor Saturation Factor | Vapor Molecular Weight | Average Vapor Temperature | Vapor Density | Standing Loss | Monthly Throughput | Net Working Loss Throughput | Turnovers Per Month | Working Loss Turnover Factor | Working Loss Product Factor | Vent Setting Correction Factor | Working Loss | Total Losses |  | Daily Average Vapor Temperature Range | Average Daily Liquid Surface Temperature | Daily Average Vapor Pressure Range | Vapor Pressure at Daily Average Liquid Surface Temperature | Vapor Space Expansion Factor | Vented Vapor Saturation Factor | Vapor Molecular Weight | Average Vapor Temperature | Vapor Density | Standing Loss | Monthly Throughput | Net Working Loss Throughput | Turnovers Per Month | Working Loss Turnover Factor | Working Loss Product Factor | Vent Setting Correction Factor | Working Loss | Total Losses |  | Daily Average Vapor Temperature Range | Average Daily Liquid Surface Temperature | Daily Average Vapor Pressure Range | Vapor Pressure at Daily Average Liquid Surface Temperature | Vapor Space Expansion Factor | Vented Vapor Saturation Factor | Vapor Molecular Weight | Average Vapor Temperature | Vapor Density | Standing Loss | Monthly Throughput | Net Working Loss Throughput | Turnovers Per Month | Working Loss Turnover Factor | Working Loss Product Factor | Vent Setting Correction Factor | Working Loss | Total Losses | Standing Loss |  | Working Loss |  | Total Losses
|  |  | (ft3) | (psig) | (ft) | (ft) | (ft) | (ft) | (ft) | (ft) | (ft) |  |  |  |  | (°R) | (°R) | (psi) | (psia) |  |  | (lb/mol) | (°R) | (lb/ft3) | (lb/month) | (bbl/month) | (ft3/month) |  |  |  |  | (lb/month) | (lb/month) |  | (°R) | (°R) | (psi) | (psia) |  |  | (lb/mol) | (°R) | (lb/ft3) | (lb/month) | (bbl/month) | (ft3/month) |  |  |  |  | (lb/month) | (lb/month) |  | (°R) | (°R) | (psi) | (psia) |  |  | (lb/mol) | (°R) | (lb/ft3) | (lb/month) | (bbl/month) | (ft3/month) |  |  |  |  | (lb/month) | (lb/month) |  | (°R) | (°R) | (psi) | (psia) |  |  | (lb/mol) | (°R) | (lb/ft3) | (lb/month) | (bbl/month) | (ft3/month) |  |  |  |  | (lb/month) | (lb/month) |  | (°R) | (°R) | (psi) | (psia) |  |  | (lb/mol) | (°R) | (lb/ft3) | (lb/month) | (bbl/month) | (ft3/month) |  |  |  |  | (lb/month) | (lb/month) |  | (°R) | (°R) | (psi) | (psia) |  |  | (lb/mol) | (°R) | (lb/ft3) | (lb/month) | (bbl/month) | (ft3/month) |  |  |  |  | (lb/month) | (lb/month) |  | (°R) | (°R) | (psi) | (psia) |  |  | (lb/mol) | (°R) | (lb/ft3) | (lb/month) | (bbl/month) | (ft3/month) |  |  |  |  | (lb/month) | (lb/month) |  | (°R) | (°R) | (psi) | (psia) |  |  | (lb/mol) | (°R) | (lb/ft3) | (lb/month) | (bbl/month) | (ft3/month) |  |  |  |  | (lb/month) | (lb/month) |  | (°R) | (°R) | (psi) | (psia) |  |  | (lb/mol) | (°R) | (lb/ft3) | (lb/month) | (bbl/month) | (ft3/month) |  |  |  |  | (lb/month) | (lb/month) |  | (°R) | (°R) | (psi) | (psia) |  |  | (lb/mol) | (°R) | (lb/ft3) | (lb/month) | (bbl/month) | (ft3/month) |  |  |  |  | (lb/month) | (lb/month) |  | (°R) | (°R) | (psi) | (psia) |  |  | (lb/mol) | (°R) | (lb/ft3) | (lb/month) | (bbl/month) | (ft3/month) |  |  |  |  | (lb/month) | (lb/month) |  | (°R) | (°R) | (psi) | (psia) |  |  | (lb/mol) | (°R) | (lb/ft3) | (lb/month) | (bbl/month) | (ft3/month) |  |  |  |  | (lb/month) | (lb/month) | (lb/yr) | (tons/yr) | (lb/yr) | (tons/yr) | (lb/yr) | (tons/yr) |  | TAN | TV | Comp1 | PA | PVX | PVN | PVA | MV | Comp 1 Type | Comp 1 Type
| FX - 1 | FIXTANK 66 | 240331.838 | 0.06 | 120 | 40 | 21.25 | 3.75 | 1.25 | 39 | 1 | 0.25 | 0.25 | 0.25 | Jet kerosene | 8.995 | 504.3489 | 0.00070795 | 0.0048833 | 0.0138 | 0.99453 | 130 | 504.3489 | 0.0001173 | 11.9937 | 80568 | 452308.752 | 1.0524 | 1 | 1 | 1 | 53.0537 | 65.0474 | Jet kerosene | 12.24 | 505.785 | 0.00093413 | 0.0051351 | 0.020181 | 0.99425 | 130 | 505.785 | 0.00012299 | 16.6067 | 80568 | 452308.752 | 1.0524 | 1 | 1 | 1 | 55.6316 | 72.2383 | Jet kerosene | 13.625 | 507.8706 | 0.00098972 | 0.0055214 | 0.022812 | 0.99382 | 130 | 507.8706 | 0.0001317 | 22.2454 | 80568 | 452308.752 | 1.0524 | 1 | 1 | 1 | 59.5707 | 81.8161 | Jet kerosene | 15.64 | 511.2987 | 0.0011059 | 0.0062125 | 0.026581 | 0.99305 | 130 | 511.2987 | 0.00014719 | 28.0132 | 80568 | 452308.752 | 1.0524 | 1 | 1 | 1 | 66.5776 | 94.5908 | Jet kerosene | 16.995 | 516.5541 | 0.001277 | 0.007421 | 0.028904 | 0.99171 | 130 | 516.5541 | 0.00017404 | 37.1675 | 80568 | 452308.752 | 1.0524 | 1 | 1 | 1 | 78.7196 | 115.8871 | Jet kerosene | 16.885 | 520.5768 | 0.0013485 | 0.008482 | 0.028443 | 0.99054 | 130 | 520.5768 | 0.00019739 | 40.0954 | 80568 | 452308.752 | 1.0524 | 1 | 1 | 1 | 89.2793 | 129.3746 | Jet kerosene | 17.43 | 524.2773 | 0.0015228 | 0.0095741 | 0.029265 | 0.98933 | 130 | 524.2773 | 0.00022123 | 47.7206 | 80568 | 452308.752 | 1.0524 | 1 | 1 | 1 | 100.0634 | 147.784 | Jet kerosene | 16.98 | 524.1927 | 0.0016348 | 0.0095478 | 0.02842 | 0.98936 | 130 | 524.1927 | 0.00022066 | 46.2235 | 80568 | 452308.752 | 1.0524 | 1 | 1 | 1 | 99.8047 | 146.0283 | Jet kerosene | 17.46 | 521.1601 | 0.0018182 | 0.0086465 | 0.029542 | 0.99036 | 130 | 521.1601 | 0.00020099 | 42.3967 | 80568 | 452308.752 | 1.0524 | 1 | 1 | 1 | 90.9086 | 133.3053 | Jet kerosene | 13.93 | 514.0518 | 0.0013348 | 0.0068218 | 0.023106 | 0.99238 | 130 | 514.0518 | 0.00016077 | 27.4642 | 80568 | 452308.752 | 1.0524 | 1 | 1 | 1 | 72.7165 | 100.1807 | Jet kerosene | 10.495 | 507.6677 | 0.00091952 | 0.0054827 | 0.016652 | 0.99386 | 130 | 507.6677 | 0.00013083 | 15.6119 | 80568 | 452308.752 | 1.0524 | 1 | 1 | 1 | 59.1772 | 74.789 | Jet kerosene | 8.51 | 503.9475 | 0.00067288 | 0.0048148 | 0.01285 | 0.99461 | 130 | 503.9475 | 0.00011574 | 11.0207 | 80568 | 452308.752 | 1.0524 | 1 | 1 | 1 | 52.3521 | 63.3728 | 346.5595 | 0.17328 | 877.855 | 0.43893 | 1224.4145 | 0.61221 | 1 | 1 | 14 | 1 | 1 | 24 | 19 | 29 | 34 | 5 | 7
| FX - 2 | FIXTANK 67 | 240331.838 | 0.06 | 120 | 40 | 21.25 | 3.75 | 1.25 | 39 | 1 | 0.25 | 0.25 | 0.25 | Jet kerosene | 8.995 | 504.3489 | 0.00070795 | 0.0048833 | 0.0138 | 0.99453 | 130 | 504.3489 | 0.0001173 | 11.9937 | 80568 | 452308.752 | 1.0524 | 1 | 1 | 1 | 53.0537 | 65.0474 | Jet kerosene | 12.24 | 505.785 | 0.00093413 | 0.0051351 | 0.020181 | 0.99425 | 130 | 505.785 | 0.00012299 | 16.6067 | 80568 | 452308.752 | 1.0524 | 1 | 1 | 1 | 55.6316 | 72.2383 | Jet kerosene | 13.625 | 507.8706 | 0.00098972 | 0.0055214 | 0.022812 | 0.99382 | 130 | 507.8706 | 0.0001317 | 22.2454 | 80568 | 452308.752 | 1.0524 | 1 | 1 | 1 | 59.5707 | 81.8161 | Jet kerosene | 15.64 | 511.2987 | 0.0011059 | 0.0062125 | 0.026581 | 0.99305 | 130 | 511.2987 | 0.00014719 | 28.0132 | 80568 | 452308.752 | 1.0524 | 1 | 1 | 1 | 66.5776 | 94.5908 | Jet kerosene | 16.995 | 516.5541 | 0.001277 | 0.007421 | 0.028904 | 0.99171 | 130 | 516.5541 | 0.00017404 | 37.1675 | 80568 | 452308.752 | 1.0524 | 1 | 1 | 1 | 78.7196 | 115.8871 | Jet kerosene | 16.885 | 520.5768 | 0.0013485 | 0.008482 | 0.028443 | 0.99054 | 130 | 520.5768 | 0.00019739 | 40.0954 | 80568 | 452308.752 | 1.0524 | 1 | 1 | 1 | 89.2793 | 129.3746 | Jet kerosene | 17.43 | 524.2773 | 0.0015228 | 0.0095741 | 0.029265 | 0.98933 | 130 | 524.2773 | 0.00022123 | 47.7206 | 80568 | 452308.752 | 1.0524 | 1 | 1 | 1 | 100.0634 | 147.784 | Jet kerosene | 16.98 | 524.1927 | 0.0016348 | 0.0095478 | 0.02842 | 0.98936 | 130 | 524.1927 | 0.00022066 | 46.2235 | 80568 | 452308.752 | 1.0524 | 1 | 1 | 1 | 99.8047 | 146.0283 | Jet kerosene | 17.46 | 521.1601 | 0.0018182 | 0.0086465 | 0.029542 | 0.99036 | 130 | 521.1601 | 0.00020099 | 42.3967 | 80568 | 452308.752 | 1.0524 | 1 | 1 | 1 | 90.9086 | 133.3053 | Jet kerosene | 13.93 | 514.0518 | 0.0013348 | 0.0068218 | 0.023106 | 0.99238 | 130 | 514.0518 | 0.00016077 | 27.4642 | 80568 | 452308.752 | 1.0524 | 1 | 1 | 1 | 72.7165 | 100.1807 | Jet kerosene | 10.495 | 507.6677 | 0.00091952 | 0.0054827 | 0.016652 | 0.99386 | 130 | 507.6677 | 0.00013083 | 15.6119 | 80568 | 452308.752 | 1.0524 | 1 | 1 | 1 | 59.1772 | 74.789 | Jet kerosene | 8.51 | 503.9475 | 0.00067288 | 0.0048148 | 0.01285 | 0.99461 | 130 | 503.9475 | 0.00011574 | 11.0207 | 80568 | 452308.752 | 1.0524 | 1 | 1 | 1 | 52.3521 | 63.3728 | 346.5595 | 0.17328 | 877.855 | 0.43893 | 1224.4145 | 0.61221 | 3 | 15 | 28 | 15 | 35 | 58 | 53 | 63 | 68 | 39 | 41
| FX - 3 | FIXTANK 69 | 165260.8635 | 0.06 | 100 | 40 | 21.0417 | 3.125 | 1.0417 | 39 | 1 | 0.25 | 0.25 | 0.25 | Jet kerosene | 8.995 | 504.3489 | 0.00070795 | 0.0048833 | 0.0138 | 0.99458 | 130 | 504.3489 | 0.0001173 | 8.2477 | 56285 | 315983.99 | 1.0587 | 1 | 1 | 1 | 37.0635 | 45.3112 | Jet kerosene | 12.24 | 505.785 | 0.00093413 | 0.0051351 | 0.020181 | 0.99431 | 130 | 505.785 | 0.00012299 | 11.42 | 56285 | 315983.99 | 1.0587 | 1 | 1 | 1 | 38.8644 | 50.2844 | Jet kerosene | 13.625 | 507.8706 | 0.00098972 | 0.0055214 | 0.022812 | 0.99388 | 130 | 507.8706 | 0.0001317 | 15.2977 | 56285 | 315983.99 | 1.0587 | 1 | 1 | 1 | 41.6163 | 56.9139 | Jet kerosene | 15.64 | 511.2987 | 0.0011059 | 0.0062125 | 0.026581 | 0.99312 | 130 | 511.2987 | 0.00014719 | 19.2642 | 56285 | 315983.99 | 1.0587 | 1 | 1 | 1 | 46.5112 | 65.7755 | Jet kerosene | 16.995 | 516.5541 | 0.001277 | 0.007421 | 0.028904 | 0.99179 | 130 | 516.5541 | 0.00017404 | 25.5598 | 56285 | 315983.99 | 1.0587 | 1 | 1 | 1 | 54.9937 | 80.5535 | Jet kerosene | 16.885 | 520.5768 | 0.0013485 | 0.008482 | 0.028443 | 0.99063 | 130 | 520.5768 | 0.00019739 | 27.5736 | 56285 | 315983.99 | 1.0587 | 1 | 1 | 1 | 62.3707 | 89.9443 | Jet kerosene | 17.43 | 524.2773 | 0.0015228 | 0.0095741 | 0.029265 | 0.98944 | 130 | 524.2773 | 0.00022123 | 32.8178 | 56285 | 315983.99 | 1.0587 | 1 | 1 | 1 | 69.9045 | 102.7224 | Jet kerosene | 16.98 | 524.1927 | 0.0016348 | 0.0095478 | 0.02842 | 0.98946 | 130 | 524.1927 | 0.00022066 | 31.7883 | 56285 | 315983.99 | 1.0587 | 1 | 1 | 1 | 69.7238 | 101.5121 | Jet kerosene | 17.46 | 521.1601 | 0.0018182 | 0.0086465 | 0.029542 | 0.99045 | 130 | 521.1601 | 0.00020099 | 29.1563 | 56285 | 315983.99 | 1.0587 | 1 | 1 | 1 | 63.509 | 92.6652 | Jet kerosene | 13.93 | 514.0518 | 0.0013348 | 0.0068218 | 0.023106 | 0.99245 | 130 | 514.0518 | 0.00016077 | 18.8868 | 56285 | 315983.99 | 1.0587 | 1 | 1 | 1 | 50.7999 | 69.6867 | Jet kerosene | 10.495 | 507.6677 | 0.00091952 | 0.0054827 | 0.016652 | 0.99392 | 130 | 507.6677 | 0.00013083 | 10.7359 | 56285 | 315983.99 | 1.0587 | 1 | 1 | 1 | 41.3413 | 52.0772 | Jet kerosene | 8.51 | 503.9475 | 0.00067288 | 0.0048148 | 0.01285 | 0.99466 | 130 | 503.9475 | 0.00011574 | 7.5786 | 56285 | 315983.99 | 1.0587 | 1 | 1 | 1 | 36.5733 | 44.1519 | 238.3268 | 0.11916 | 613.2716 | 0.30664 | 851.5984 | 0.4258 | 5 | 29 | 42 | 29 | 69 | 92 | 87 | 97 | 102 | 73 | 75
| FX - 4 | FIXTANK 70 | 24978.6775 | 0.06 | 36 | 48.33 | 24.54 | 1.125 | 0.375 | 47.33 | 1 | N/A | N/A | Insulated | Jet kerosene | 0 | 503.5 | 0 | 0.0047396 | 0 | 0.99387 | 130 | 503.5 | 0.00011404 | 0 | 8716 | 48931.624 | 1.0376 | 1 | 1 | 1 | 5.58 | 5.58 | Jet kerosene | 0 | 504.3 | 0 | 0.0048749 | 0 | 0.9937 | 130 | 504.3 | 0.00011711 | 0 | 8716 | 48931.624 | 1.0376 | 1 | 1 | 1 | 5.7302 | 5.7302 | Jet kerosene | 0 | 505.7 | 0 | 0.0051199 | 0 | 0.99339 | 130 | 505.7 | 0.00012265 | 0 | 8716 | 48931.624 | 1.0376 | 1 | 1 | 1 | 6.0015 | 6.0015 | Jet kerosene | 0 | 508.2 | 0 | 0.0055847 | 0 | 0.99279 | 130 | 508.2 | 0.00013313 | 0 | 8716 | 48931.624 | 1.0376 | 1 | 1 | 1 | 6.5141 | 6.5141 | Jet kerosene | 0 | 512.75 | 0 | 0.0065274 | 0 | 0.99158 | 130 | 512.75 | 0.00015422 | 0 | 8716 | 48931.624 | 1.0376 | 1 | 1 | 1 | 7.5462 | 7.5462 | Jet kerosene | 0 | 516.55 | 0 | 0.00742 | 0 | 0.99044 | 130 | 516.55 | 0.00017402 | 0 | 8716 | 48931.624 | 1.0376 | 1 | 1 | 1 | 8.5149 | 8.5149 | Jet kerosene | 0 | 520.05 | 0 | 0.0083358 | 0 | 0.98927 | 130 | 520.05 | 0.00019418 | 0 | 8716 | 48931.624 | 1.0376 | 1 | 1 | 1 | 9.5016 | 9.5016 | Jet kerosene | 0 | 520.5 | 0 | 0.0084605 | 0 | 0.98912 | 130 | 520.5 | 0.00019692 | 0 | 8716 | 48931.624 | 1.0376 | 1 | 1 | 1 | 9.6354 | 9.6354 | Jet kerosene | 0 | 518.2 | 0 | 0.00784 | 0 | 0.98991 | 130 | 518.2 | 0.00018328 | 0 | 8716 | 48931.624 | 1.0376 | 1 | 1 | 1 | 8.9683 | 8.9683 | Jet kerosene | 0 | 512.25 | 0 | 0.0064173 | 0 | 0.99172 | 130 | 512.25 | 0.00015177 | 0 | 8716 | 48931.624 | 1.0376 | 1 | 1 | 1 | 7.4262 | 7.4262 | Jet kerosene | 0 | 506.7 | 0 | 0.0053015 | 0 | 0.99315 | 130 | 506.7 | 0.00012675 | 0 | 8716 | 48931.624 | 1.0376 | 1 | 1 | 1 | 6.2022 | 6.2022 | Jet kerosene | 0 | 503.2 | 0 | 0.0046897 | 0 | 0.99394 | 130 | 503.2 | 0.0001129 | 0 | 8716 | 48931.624 | 1.0376 | 1 | 1 | 1 | 5.5246 | 5.5246 | 0 | 0 | 87.1451 | 0.043573 | 87.1451 | 0.043573 | 7 | 43 | 56 | 43 | 103 | 126 | 121 | 131 | 136 | 107 | 109
| FX - 5 | FIXTANK 74 | 152002.819 | 0.06 | 96 | 40 | 21 | 3 | 1 | 39 | 1 | N/A | N/A | Insulated | Jet kerosene | 0 | 503.5 | 0 | 0.0047396 | 0 | 0.99475 | 130 | 503.5 | 0.00011404 | 0 | 51564 | 289480.296 | 1.0525 | 1 | 1 | 1 | 33.0113 | 33.0113 | Jet kerosene | 0 | 504.3 | 0 | 0.0048749 | 0 | 0.9946 | 130 | 504.3 | 0.00011711 | 0 | 51564 | 289480.296 | 1.0525 | 1 | 1 | 1 | 33.8997 | 33.8997 | Jet kerosene | 0 | 505.7 | 0 | 0.0051199 | 0 | 0.99433 | 130 | 505.7 | 0.00012265 | 0 | 51564 | 289480.296 | 1.0525 | 1 | 1 | 1 | 35.505 | 35.505 | Jet kerosene | 0 | 508.2 | 0 | 0.0055847 | 0 | 0.99382 | 130 | 508.2 | 0.00013313 | 0 | 51564 | 289480.296 | 1.0525 | 1 | 1 | 1 | 38.5378 | 38.5378 | Jet kerosene | 0 | 512.75 | 0 | 0.0065274 | 0 | 0.99279 | 130 | 512.75 | 0.00015422 | 0 | 51564 | 289480.296 | 1.0525 | 1 | 1 | 1 | 44.6434 | 44.6434 | Jet kerosene | 0 | 516.55 | 0 | 0.00742 | 0 | 0.99181 | 130 | 516.55 | 0.00017402 | 0 | 51564 | 289480.296 | 1.0525 | 1 | 1 | 1 | 50.3745 | 50.3745 | Jet kerosene | 0 | 520.05 | 0 | 0.0083358 | 0 | 0.99081 | 130 | 520.05 | 0.00019418 | 0 | 51564 | 289480.296 | 1.0525 | 1 | 1 | 1 | 56.2115 | 56.2115 | Jet kerosene | 0 | 520.5 | 0 | 0.0084605 | 0 | 0.99067 | 130 | 520.5 | 0.00019692 | 0 | 51564 | 289480.296 | 1.0525 | 1 | 1 | 1 | 57.0031 | 57.0031 | Jet kerosene | 0 | 518.2 | 0 | 0.00784 | 0 | 0.99135 | 130 | 518.2 | 0.00018328 | 0 | 51564 | 289480.296 | 1.0525 | 1 | 1 | 1 | 53.0567 | 53.0567 | Jet kerosene | 0 | 512.25 | 0 | 0.0064173 | 0 | 0.99291 | 130 | 512.25 | 0.00015177 | 0 | 51564 | 289480.296 | 1.0525 | 1 | 1 | 1 | 43.9335 | 43.9335 | Jet kerosene | 0 | 506.7 | 0 | 0.0053015 | 0 | 0.99413 | 130 | 506.7 | 0.00012675 | 0 | 51564 | 289480.296 | 1.0525 | 1 | 1 | 1 | 36.692 | 36.692 | Jet kerosene | 0 | 503.2 | 0 | 0.0046897 | 0 | 0.99481 | 130 | 503.2 | 0.0001129 | 0 | 51564 | 289480.296 | 1.0525 | 1 | 1 | 1 | 32.6834 | 32.6834 | 0 | 0 | 515.552 | 0.25778 | 515.552 | 0.25778 | 9 | 57 | 70 | 57 | 137 | 160 | 155 | 165 | 170 | 141 | 143
| FX - 6 | FIXTANK 93 | 210997.7402 | 0.06 | 112 | 40.5 | 21.4167 | 3.5 | 1.1667 | 39.5 | 1 | N/A | N/A | Insulated | Jet kerosene | 0 | 503.5 | 0 | 0.0047396 | 0 | 0.99465 | 130 | 503.5 | 0.00011404 | 0 | 71061 | 398936.454 | 1.0518 | 1 | 1 | 1 | 45.4933 | 45.4933 | Jet kerosene | 0 | 504.3 | 0 | 0.0048749 | 0 | 0.9945 | 130 | 504.3 | 0.00011711 | 0 | 71061 | 398936.454 | 1.0518 | 1 | 1 | 1 | 46.7176 | 46.7176 | Jet kerosene | 0 | 505.7 | 0 | 0.0051199 | 0 | 0.99422 | 130 | 505.7 | 0.00012265 | 0 | 71061 | 398936.454 | 1.0518 | 1 | 1 | 1 | 48.9299 | 48.9299 | Jet kerosene | 0 | 508.2 | 0 | 0.0055847 | 0 | 0.9937 | 130 | 508.2 | 0.00013313 | 0 | 71061 | 398936.454 | 1.0518 | 1 | 1 | 1 | 53.1094 | 53.1094 | Jet kerosene | 0 | 512.75 | 0 | 0.0065274 | 0 | 0.99265 | 130 | 512.75 | 0.00015422 | 0 | 71061 | 398936.454 | 1.0518 | 1 | 1 | 1 | 61.5236 | 61.5236 | Jet kerosene | 0 | 516.55 | 0 | 0.00742 | 0 | 0.99165 | 130 | 516.55 | 0.00017402 | 0 | 71061 | 398936.454 | 1.0518 | 1 | 1 | 1 | 69.4218 | 69.4218 | Jet kerosene | 0 | 520.05 | 0 | 0.0083358 | 0 | 0.99063 | 130 | 520.05 | 0.00019418 | 0 | 71061 | 398936.454 | 1.0518 | 1 | 1 | 1 | 77.4657 | 77.4657 | Jet kerosene | 0 | 520.5 | 0 | 0.0084605 | 0 | 0.99049 | 130 | 520.5 | 0.00019692 | 0 | 71061 | 398936.454 | 1.0518 | 1 | 1 | 1 | 78.5568 | 78.5568 | Jet kerosene | 0 | 518.2 | 0 | 0.00784 | 0 | 0.99118 | 130 | 518.2 | 0.00018328 | 0 | 71061 | 398936.454 | 1.0518 | 1 | 1 | 1 | 73.1181 | 73.1181 | Jet kerosene | 0 | 512.25 | 0 | 0.0064173 | 0 | 0.99277 | 130 | 512.25 | 0.00015177 | 0 | 71061 | 398936.454 | 1.0518 | 1 | 1 | 1 | 60.5453 | 60.5453 | Jet kerosene | 0 | 506.7 | 0 | 0.0053015 | 0 | 0.99402 | 130 | 506.7 | 0.00012675 | 0 | 71061 | 398936.454 | 1.0518 | 1 | 1 | 1 | 50.5658 | 50.5658 | Jet kerosene | 0 | 503.2 | 0 | 0.0046897 | 0 | 0.9947 | 130 | 503.2 | 0.0001129 | 0 | 71061 | 398936.454 | 1.0518 | 1 | 1 | 1 | 45.0414 | 45.0414 | 0 | 0 | 710.4887 | 0.35524 | 710.4887 | 0.35524 | 11 | 71 | 84 | 71 | 171 | 194 | 189 | 199 | 204 | 175 | 177
| FX - 7 | FIXTANK 100 | 240331.838 | 0.06 | 120 | 40 | 21.25 | 3.75 | 1.25 | 39 | 1 | 0.25 | 0.25 | 0.25 | Jet kerosene | 8.995 | 504.3489 | 0.00070795 | 0.0048833 | 0.0138 | 0.99453 | 130 | 504.3489 | 0.0001173 | 11.9937 | 80568 | 452308.752 | 1.0524 | 1 | 1 | 1 | 53.0537 | 65.0474 | Jet kerosene | 12.24 | 505.785 | 0.00093413 | 0.0051351 | 0.020181 | 0.99425 | 130 | 505.785 | 0.00012299 | 16.6067 | 80568 | 452308.752 | 1.0524 | 1 | 1 | 1 | 55.6316 | 72.2383 | Jet kerosene | 13.625 | 507.8706 | 0.00098972 | 0.0055214 | 0.022812 | 0.99382 | 130 | 507.8706 | 0.0001317 | 22.2454 | 80568 | 452308.752 | 1.0524 | 1 | 1 | 1 | 59.5707 | 81.8161 | Jet kerosene | 15.64 | 511.2987 | 0.0011059 | 0.0062125 | 0.026581 | 0.99305 | 130 | 511.2987 | 0.00014719 | 28.0132 | 80568 | 452308.752 | 1.0524 | 1 | 1 | 1 | 66.5776 | 94.5908 | Jet kerosene | 16.995 | 516.5541 | 0.001277 | 0.007421 | 0.028904 | 0.99171 | 130 | 516.5541 | 0.00017404 | 37.1675 | 80568 | 452308.752 | 1.0524 | 1 | 1 | 1 | 78.7196 | 115.8871 | Jet kerosene | 16.885 | 520.5768 | 0.0013485 | 0.008482 | 0.028443 | 0.99054 | 130 | 520.5768 | 0.00019739 | 40.0954 | 80568 | 452308.752 | 1.0524 | 1 | 1 | 1 | 89.2793 | 129.3746 | Jet kerosene | 17.43 | 524.2773 | 0.0015228 | 0.0095741 | 0.029265 | 0.98933 | 130 | 524.2773 | 0.00022123 | 47.7206 | 80568 | 452308.752 | 1.0524 | 1 | 1 | 1 | 100.0634 | 147.784 | Jet kerosene | 16.98 | 524.1927 | 0.0016348 | 0.0095478 | 0.02842 | 0.98936 | 130 | 524.1927 | 0.00022066 | 46.2235 | 80568 | 452308.752 | 1.0524 | 1 | 1 | 1 | 99.8047 | 146.0283 | Jet kerosene | 17.46 | 521.1601 | 0.0018182 | 0.0086465 | 0.029542 | 0.99036 | 130 | 521.1601 | 0.00020099 | 42.3967 | 80568 | 452308.752 | 1.0524 | 1 | 1 | 1 | 90.9086 | 133.3053 | Jet kerosene | 13.93 | 514.0518 | 0.0013348 | 0.0068218 | 0.023106 | 0.99238 | 130 | 514.0518 | 0.00016077 | 27.4642 | 80568 | 452308.752 | 1.0524 | 1 | 1 | 1 | 72.7165 | 100.1807 | Jet kerosene | 10.495 | 507.6677 | 0.00091952 | 0.0054827 | 0.016652 | 0.99386 | 130 | 507.6677 | 0.00013083 | 15.6119 | 80568 | 452308.752 | 1.0524 | 1 | 1 | 1 | 59.1772 | 74.789 | Jet kerosene | 8.51 | 503.9475 | 0.00067288 | 0.0048148 | 0.01285 | 0.99461 | 130 | 503.9475 | 0.00011574 | 11.0207 | 80568 | 452308.752 | 1.0524 | 1 | 1 | 1 | 52.3521 | 63.3728 | 346.5595 | 0.17328 | 877.855 | 0.43893 | 1224.4145 | 0.61221 | 13 | 85 | 98 | 85 | 205 | 228 | 223 | 233 | 238 | 209 | 211
| FX - 8 | FIXTANK 101 | 240331.838 | 0.06 | 120 | 40 | 21.25 | 3.75 | 1.25 | 39 | 1 | 0.25 | 0.25 | 0.25 | Jet kerosene | 8.995 | 504.3489 | 0.00070795 | 0.0048833 | 0.0138 | 0.99453 | 130 | 504.3489 | 0.0001173 | 11.9937 | 80568 | 452308.752 | 1.0524 | 1 | 1 | 1 | 53.0537 | 65.0474 | Jet kerosene | 12.24 | 505.785 | 0.00093413 | 0.0051351 | 0.020181 | 0.99425 | 130 | 505.785 | 0.00012299 | 16.6067 | 80568 | 452308.752 | 1.0524 | 1 | 1 | 1 | 55.6316 | 72.2383 | Jet kerosene | 13.625 | 507.8706 | 0.00098972 | 0.0055214 | 0.022812 | 0.99382 | 130 | 507.8706 | 0.0001317 | 22.2454 | 80568 | 452308.752 | 1.0524 | 1 | 1 | 1 | 59.5707 | 81.8161 | Jet kerosene | 15.64 | 511.2987 | 0.0011059 | 0.0062125 | 0.026581 | 0.99305 | 130 | 511.2987 | 0.00014719 | 28.0132 | 80568 | 452308.752 | 1.0524 | 1 | 1 | 1 | 66.5776 | 94.5908 | Jet kerosene | 16.995 | 516.5541 | 0.001277 | 0.007421 | 0.028904 | 0.99171 | 130 | 516.5541 | 0.00017404 | 37.1675 | 80568 | 452308.752 | 1.0524 | 1 | 1 | 1 | 78.7196 | 115.8871 | Jet kerosene | 16.885 | 520.5768 | 0.0013485 | 0.008482 | 0.028443 | 0.99054 | 130 | 520.5768 | 0.00019739 | 40.0954 | 80568 | 452308.752 | 1.0524 | 1 | 1 | 1 | 89.2793 | 129.3746 | Jet kerosene | 17.43 | 524.2773 | 0.0015228 | 0.0095741 | 0.029265 | 0.98933 | 130 | 524.2773 | 0.00022123 | 47.7206 | 80568 | 452308.752 | 1.0524 | 1 | 1 | 1 | 100.0634 | 147.784 | Jet kerosene | 16.98 | 524.1927 | 0.0016348 | 0.0095478 | 0.02842 | 0.98936 | 130 | 524.1927 | 0.00022066 | 46.2235 | 80568 | 452308.752 | 1.0524 | 1 | 1 | 1 | 99.8047 | 146.0283 | Jet kerosene | 17.46 | 521.1601 | 0.0018182 | 0.0086465 | 0.029542 | 0.99036 | 130 | 521.1601 | 0.00020099 | 42.3967 | 80568 | 452308.752 | 1.0524 | 1 | 1 | 1 | 90.9086 | 133.3053 | Jet kerosene | 13.93 | 514.0518 | 0.0013348 | 0.0068218 | 0.023106 | 0.99238 | 130 | 514.0518 | 0.00016077 | 27.4642 | 80568 | 452308.752 | 1.0524 | 1 | 1 | 1 | 72.7165 | 100.1807 | Jet kerosene | 10.495 | 507.6677 | 0.00091952 | 0.0054827 | 0.016652 | 0.99386 | 130 | 507.6677 | 0.00013083 | 15.6119 | 80568 | 452308.752 | 1.0524 | 1 | 1 | 1 | 59.1772 | 74.789 | Jet kerosene | 8.51 | 503.9475 | 0.00067288 | 0.0048148 | 0.01285 | 0.99461 | 130 | 503.9475 | 0.00011574 | 11.0207 | 80568 | 452308.752 | 1.0524 | 1 | 1 | 1 | 52.3521 | 63.3728 | 346.5595 | 0.17328 | 877.855 | 0.43893 | 1224.4145 | 0.61221 | 15 | 99 | 112 | 99 | 239 | 262 | 257 | 267 | 272 | 243 | 245
| FX - 9 | FIXTANK 102 | 240331.838 | 0.06 | 120 | 40 | 21.25 | 3.75 | 1.25 | 39 | 1 | 0.25 | 0.25 | 0.25 | Jet kerosene | 8.995 | 504.3489 | 0.00070795 | 0.0048833 | 0.0138 | 0.99453 | 130 | 504.3489 | 0.0001173 | 11.9937 | 80568 | 452308.752 | 1.0524 | 1 | 1 | 1 | 53.0537 | 65.0474 | Jet kerosene | 12.24 | 505.785 | 0.00093413 | 0.0051351 | 0.020181 | 0.99425 | 130 | 505.785 | 0.00012299 | 16.6067 | 80568 | 452308.752 | 1.0524 | 1 | 1 | 1 | 55.6316 | 72.2383 | Jet kerosene | 13.625 | 507.8706 | 0.00098972 | 0.0055214 | 0.022812 | 0.99382 | 130 | 507.8706 | 0.0001317 | 22.2454 | 80568 | 452308.752 | 1.0524 | 1 | 1 | 1 | 59.5707 | 81.8161 | Jet kerosene | 15.64 | 511.2987 | 0.0011059 | 0.0062125 | 0.026581 | 0.99305 | 130 | 511.2987 | 0.00014719 | 28.0132 | 80568 | 452308.752 | 1.0524 | 1 | 1 | 1 | 66.5776 | 94.5908 | Jet kerosene | 16.995 | 516.5541 | 0.001277 | 0.007421 | 0.028904 | 0.99171 | 130 | 516.5541 | 0.00017404 | 37.1675 | 80568 | 452308.752 | 1.0524 | 1 | 1 | 1 | 78.7196 | 115.8871 | Jet kerosene | 16.885 | 520.5768 | 0.0013485 | 0.008482 | 0.028443 | 0.99054 | 130 | 520.5768 | 0.00019739 | 40.0954 | 80568 | 452308.752 | 1.0524 | 1 | 1 | 1 | 89.2793 | 129.3746 | Jet kerosene | 17.43 | 524.2773 | 0.0015228 | 0.0095741 | 0.029265 | 0.98933 | 130 | 524.2773 | 0.00022123 | 47.7206 | 80568 | 452308.752 | 1.0524 | 1 | 1 | 1 | 100.0634 | 147.784 | Jet kerosene | 16.98 | 524.1927 | 0.0016348 | 0.0095478 | 0.02842 | 0.98936 | 130 | 524.1927 | 0.00022066 | 46.2235 | 80568 | 452308.752 | 1.0524 | 1 | 1 | 1 | 99.8047 | 146.0283 | Jet kerosene | 17.46 | 521.1601 | 0.0018182 | 0.0086465 | 0.029542 | 0.99036 | 130 | 521.1601 | 0.00020099 | 42.3967 | 80568 | 452308.752 | 1.0524 | 1 | 1 | 1 | 90.9086 | 133.3053 | Jet kerosene | 13.93 | 514.0518 | 0.0013348 | 0.0068218 | 0.023106 | 0.99238 | 130 | 514.0518 | 0.00016077 | 27.4642 | 80568 | 452308.752 | 1.0524 | 1 | 1 | 1 | 72.7165 | 100.1807 | Jet kerosene | 10.495 | 507.6677 | 0.00091952 | 0.0054827 | 0.016652 | 0.99386 | 130 | 507.6677 | 0.00013083 | 15.6119 | 80568 | 452308.752 | 1.0524 | 1 | 1 | 1 | 59.1772 | 74.789 | Jet kerosene | 8.51 | 503.9475 | 0.00067288 | 0.0048148 | 0.01285 | 0.99461 | 130 | 503.9475 | 0.00011574 | 11.0207 | 80568 | 452308.752 | 1.0524 | 1 | 1 | 1 | 52.3521 | 63.3728 | 346.5595 | 0.17328 | 877.855 | 0.43893 | 1224.4145 | 0.61221 | 17 | 113 | 126 | 113 | 273 | 296 | 291 | 301 | 306 | 277 | 279
| FX - 10 | FIXTANK 110 | 32438.5804 | 0.06 | 50 | 32 | 16.5208 | 1.5625 | 0.52083 | 31 | 1 | N/A | N/A | Insulated | Jet kerosene | 0 | 503.5 | 0 | 0.0047396 | 0 | 0.99587 | 130 | 503.5 | 0.00011404 | 0 | 11119 | 62422.066 | 1.0597 | 1 | 1 | 1 | 7.1184 | 7.1184 | Jet kerosene | 0 | 504.3 | 0 | 0.0048749 | 0 | 0.99575 | 130 | 504.3 | 0.00011711 | 0 | 11119 | 62422.066 | 1.0597 | 1 | 1 | 1 | 7.31 | 7.31 | Jet kerosene | 0 | 505.7 | 0 | 0.0051199 | 0 | 0.99554 | 130 | 505.7 | 0.00012265 | 0 | 11119 | 62422.066 | 1.0597 | 1 | 1 | 1 | 7.6561 | 7.6561 | Jet kerosene | 0 | 508.2 | 0 | 0.0055847 | 0 | 0.99513 | 130 | 508.2 | 0.00013313 | 0 | 11119 | 62422.066 | 1.0597 | 1 | 1 | 1 | 8.3101 | 8.3101 | Jet kerosene | 0 | 512.75 | 0 | 0.0065274 | 0 | 0.99432 | 130 | 512.75 | 0.00015422 | 0 | 11119 | 62422.066 | 1.0597 | 1 | 1 | 1 | 9.6267 | 9.6267 | Jet kerosene | 0 | 516.55 | 0 | 0.00742 | 0 | 0.99354 | 130 | 516.55 | 0.00017402 | 0 | 11119 | 62422.066 | 1.0597 | 1 | 1 | 1 | 10.8625 | 10.8625 | Jet kerosene | 0 | 520.05 | 0 | 0.0083358 | 0 | 0.99275 | 130 | 520.05 | 0.00019418 | 0 | 11119 | 62422.066 | 1.0597 | 1 | 1 | 1 | 12.1212 | 12.1212 | Jet kerosene | 0 | 520.5 | 0 | 0.0084605 | 0 | 0.99265 | 130 | 520.5 | 0.00019692 | 0 | 11119 | 62422.066 | 1.0597 | 1 | 1 | 1 | 12.2919 | 12.2919 | Jet kerosene | 0 | 518.2 | 0 | 0.00784 | 0 | 0.99318 | 130 | 518.2 | 0.00018328 | 0 | 11119 | 62422.066 | 1.0597 | 1 | 1 | 1 | 11.4409 | 11.4409 | Jet kerosene | 0 | 512.25 | 0 | 0.0064173 | 0 | 0.99441 | 130 | 512.25 | 0.00015177 | 0 | 11119 | 62422.066 | 1.0597 | 1 | 1 | 1 | 9.4736 | 9.4736 | Jet kerosene | 0 | 506.7 | 0 | 0.0053015 | 0 | 0.99538 | 130 | 506.7 | 0.00012675 | 0 | 11119 | 62422.066 | 1.0597 | 1 | 1 | 1 | 7.9121 | 7.9121 | Jet kerosene | 0 | 503.2 | 0 | 0.0046897 | 0 | 0.99591 | 130 | 503.2 | 0.0001129 | 0 | 11119 | 62422.066 | 1.0597 | 1 | 1 | 1 | 7.0477 | 7.0477 | 0 | 0 | 111.171 | 0.055586 | 111.171 | 0.055586 | 19 | 127 | 140 | 127 | 307 | 330 | 325 | 335 | 340 | 311 | 313
| FX - 11 | FIXTANK 111 | 20629.7918 | 0.06 | 40 | 32 | 16.4167 | 1.25 | 0.41667 | 31 | 1 | 0.25 | 0.25 | 0.25 | Out of Service | 8.995 | 504.3489 | 0 | 0 | 0.013753 | 1 | 0 | 504.3489 | 0 | 0 | 0 | 0 | 0 | 1 | 1 | 1 | 0 | 0 | Out of Service | 12.24 | 505.785 | 0 | 0 | 0.020118 | 1 | 0 | 505.785 | 0 | 0 | 0 | 0 | 0 | 1 | 1 | 1 | 0 | 0 | Out of Service | 13.625 | 507.8706 | 0 | 0 | 0.022746 | 1 | 0 | 507.8706 | 0 | 0 | 0 | 0 | 0 | 1 | 1 | 1 | 0 | 0 | Out of Service | 15.64 | 511.2987 | 0 | 0 | 0.026507 | 1 | 0 | 511.2987 | 0 | 0 | 0 | 0 | 0 | 1 | 1 | 1 | 0 | 0 | Out of Service | 16.995 | 516.5541 | 0 | 0 | 0.028819 | 1 | 0 | 516.5541 | 0 | 0 | 0 | 0 | 0 | 1 | 1 | 1 | 0 | 0 | Out of Service | 16.885 | 520.5768 | 0 | 0 | 0.028354 | 1 | 0 | 520.5768 | 0 | 0 | 0 | 0 | 0 | 1 | 1 | 1 | 0 | 0 | Out of Service | 17.43 | 524.2773 | 0 | 0 | 0.029164 | 1 | 0 | 524.2773 | 0 | 0 | 0 | 0 | 0 | 1 | 1 | 1 | 0 | 0 | Out of Service | 16.98 | 524.1927 | 0 | 0 | 0.028311 | 1 | 0 | 524.1927 | 0 | 0 | 0 | 0 | 0 | 1 | 1 | 1 | 0 | 0 | Out of Service | 17.46 | 521.1601 | 0 | 0 | 0.029421 | 1 | 0 | 521.1601 | 0 | 0 | 0 | 0 | 0 | 1 | 1 | 1 | 0 | 0 | Out of Service | 13.93 | 514.0518 | 0 | 0 | 0.023017 | 1 | 0 | 514.0518 | 0 | 0 | 0 | 0 | 0 | 1 | 1 | 1 | 0 | 0 | Out of Service | 10.495 | 507.6677 | 0 | 0 | 0.016591 | 1 | 0 | 507.6677 | 0 | 0 | 0 | 0 | 0 | 1 | 1 | 1 | 0 | 0 | Out of Service | 8.51 | 503.9475 | 0 | 0 | 0.012805 | 1 | 0 | 503.9475 | 0 | 0 | 0 | 0 | 0 | 1 | 1 | 1 | 0 | 0 | 0 | 0 | 0 | 0 | 0 | 0 | 21 | 141 | 154 | 141 | 341 | 364 | 359 | 369 | 374 | 345 | 347
| FX - 12 | FIXTANK 112 | 93517.3593 | 0.06 | 84 | 32 | 16.875 | 2.625 | 0.875 | 31 | 1 | 0.25 | 0.25 | 0.25 | Jet kerosene | 8.995 | 504.3489 | 0.00070795 | 0.0048833 | 0.0138 | 0.99565 | 130 | 504.3489 | 0.0001173 | 4.6722 | 31583 | 177306.962 | 1.0665 | 1 | 1 | 1 | 20.7973 | 25.4695 | Jet kerosene | 12.24 | 505.785 | 0.00093413 | 0.0051351 | 0.020181 | 0.99543 | 130 | 505.785 | 0.00012299 | 6.4696 | 31583 | 177306.962 | 1.0665 | 1 | 1 | 1 | 21.8078 | 28.2775 | Jet kerosene | 13.625 | 507.8706 | 0.00098972 | 0.0055214 | 0.022812 | 0.99509 | 130 | 507.8706 | 0.0001317 | 8.6671 | 31583 | 177306.962 | 1.0665 | 1 | 1 | 1 | 23.352 | 32.0191 | Jet kerosene | 15.64 | 511.2987 | 0.0011059 | 0.0062125 | 0.026581 | 0.99447 | 130 | 511.2987 | 0.00014719 | 10.9161 | 31583 | 177306.962 | 1.0665 | 1 | 1 | 1 | 26.0987 | 37.0148 | Jet kerosene | 16.995 | 516.5541 | 0.001277 | 0.007421 | 0.028904 | 0.99341 | 130 | 516.5541 | 0.00017404 | 14.4872 | 31583 | 177306.962 | 1.0665 | 1 | 1 | 1 | 30.8584 | 45.3457 | Jet kerosene | 16.885 | 520.5768 | 0.0013485 | 0.008482 | 0.028443 | 0.99247 | 130 | 520.5768 | 0.00019739 | 15.6323 | 31583 | 177306.962 | 1.0665 | 1 | 1 | 1 | 34.9979 | 50.6301 | Jet kerosene | 17.43 | 524.2773 | 0.0015228 | 0.0095741 | 0.029265 | 0.99151 | 130 | 524.2773 | 0.00022123 | 18.6098 | 31583 | 177306.962 | 1.0665 | 1 | 1 | 1 | 39.2253 | 57.8351 | Jet kerosene | 16.98 | 524.1927 | 0.0016348 | 0.0095478 | 0.02842 | 0.99153 | 130 | 524.1927 | 0.00022066 | 18.0259 | 31583 | 177306.962 | 1.0665 | 1 | 1 | 1 | 39.1239 | 57.1498 | Jet kerosene | 17.46 | 521.1601 | 0.0018182 | 0.0086465 | 0.029542 | 0.99233 | 130 | 521.1601 | 0.00020099 | 16.5301 | 31583 | 177306.962 | 1.0665 | 1 | 1 | 1 | 35.6366 | 52.1667 | Jet kerosene | 13.93 | 514.0518 | 0.0013348 | 0.0068218 | 0.023106 | 0.99394 | 130 | 514.0518 | 0.00016077 | 10.7036 | 31583 | 177306.962 | 1.0665 | 1 | 1 | 1 | 28.5052 | 39.2088 | Jet kerosene | 10.495 | 507.6677 | 0.00091952 | 0.0054827 | 0.016652 | 0.99512 | 130 | 507.6677 | 0.00013083 | 6.0825 | 31583 | 177306.962 | 1.0665 | 1 | 1 | 1 | 23.1977 | 29.2802 | Jet kerosene | 8.51 | 503.9475 | 0.00067288 | 0.0048148 | 0.01285 | 0.99571 | 130 | 503.9475 | 0.00011574 | 4.2931 | 31583 | 177306.962 | 1.0665 | 1 | 1 | 1 | 20.5222 | 24.8154 | 135.0896 | 0.067545 | 344.1229 | 0.17206 | 479.2125 | 0.23961 | 23 | 155 | 168 | 155 | 375 | 398 | 393 | 403 | 408 | 379 | 381
| FX - 13 | FIXTANK 113 | 47006.0801 | 0.06 | 60 | 32 | 16.625 | 1.875 | 0.625 | 31 | 1 | 0.25 | 0.58 | 0.415 | Out of Service | 10.1269 | 504.8583 | 0 | 0 | 0.015977 | 1 | 0 | 504.8583 | 0 | 0 | 0 | 0 | 0 | 1 | 1 | 1 | 0 | 0 | Out of Service | 14.22 | 506.676 | 0 | 0 | 0.023984 | 1 | 0 | 506.676 | 0 | 0 | 0 | 0 | 0 | 1 | 1 | 1 | 0 | 0 | Out of Service | 16.5191 | 509.1729 | 0 | 0 | 0.028361 | 1 | 0 | 509.1729 | 0 | 0 | 0 | 0 | 0 | 1 | 1 | 1 | 0 | 0 | Out of Service | 19.7716 | 513.1579 | 0 | 0 | 0.034448 | 1 | 0 | 513.1579 | 0 | 0 | 0 | 0 | 0 | 1 | 1 | 1 | 0 | 0 | Out of Service | 22.0671 | 518.8365 | 0 | 0 | 0.03845 | 1 | 0 | 518.8365 | 0 | 0 | 0 | 0 | 0 | 1 | 1 | 1 | 0 | 0 | Out of Service | 22.2541 | 522.9929 | 0 | 0 | 0.03847 | 1 | 0 | 522.9929 | 0 | 0 | 0 | 0 | 0 | 1 | 1 | 1 | 0 | 0 | Out of Service | 23.0664 | 526.8137 | 0 | 0 | 0.039703 | 1 | 0 | 526.8137 | 0 | 0 | 0 | 0 | 0 | 1 | 1 | 1 | 0 | 0 | Out of Service | 21.9036 | 526.4083 | 0 | 0 | 0.037528 | 1 | 0 | 526.4083 | 0 | 0 | 0 | 0 | 0 | 1 | 1 | 1 | 0 | 0 | Out of Service | 21.4068 | 522.9362 | 0 | 0 | 0.036854 | 1 | 0 | 522.9362 | 0 | 0 | 0 | 0 | 0 | 1 | 1 | 1 | 0 | 0 | Out of Service | 16.3324 | 515.1329 | 0 | 0 | 0.027624 | 1 | 0 | 515.1329 | 0 | 0 | 0 | 0 | 0 | 1 | 1 | 1 | 0 | 0 | Out of Service | 11.7853 | 508.2484 | 0 | 0 | 0.019106 | 1 | 0 | 508.2484 | 0 | 0 | 0 | 0 | 0 | 1 | 1 | 1 | 0 | 0 | Out of Service | 9.5066 | 504.3959 | 0 | 0 | 0.014766 | 1 | 0 | 504.3959 | 0 | 0 | 0 | 0 | 0 | 1 | 1 | 1 | 0 | 0 | 0 | 0 | 0 | 0 | 0 | 0 | 25 | 169 | 182 | 169 | 409 | 432 | 427 | 437 | 442 | 413 | 415
| FX - 14 | FIXTANK 121 | 13136.0461 | 0.06 | 32 | 32 | 16.3333 | 1 | 0.33333 | 31 | 1 | 0.58 | 0.58 | 0.58 | Jet kerosene | 11.2588 | 505.4695 | 0.00072512 | 0.0050788 | 0.01824 | 0.99562 | 130 | 505.4695 | 0.00012172 | 0.90016 | 4583 | 25728.962 | 1.0664 | 1 | 1 | 1 | 3.1318 | 4.032 | Jet kerosene | 16.2 | 507.7452 | 0.00097386 | 0.0054975 | 0.027889 | 0.99526 | 130 | 507.7452 | 0.00013117 | 1.3391 | 4583 | 25728.962 | 1.0664 | 1 | 1 | 1 | 3.3747 | 4.7138 | Jet kerosene | 19.4132 | 510.7357 | 0.0010513 | 0.006094 | 0.033998 | 0.99475 | 130 | 510.7357 | 0.00014455 | 1.9907 | 4583 | 25728.962 | 1.0664 | 1 | 1 | 1 | 3.719 | 5.7097 | Jet kerosene | 23.9032 | 515.389 | 0.0012038 | 0.0071365 | 0.042377 | 0.99386 | 130 | 515.389 | 0.00016775 | 2.7842 | 4583 | 25728.962 | 1.0664 | 1 | 1 | 1 | 4.3159 | 7.1001 | Jet kerosene | 27.1392 | 521.5755 | 0.0014139 | 0.0087653 | 0.048045 | 0.99247 | 130 | 521.5755 | 0.00020359 | 3.9532 | 4583 | 25728.962 | 1.0664 | 1 | 1 | 1 | 5.2381 | 9.1913 | Jet kerosene | 27.6232 | 525.8922 | 0.0014993 | 0.010088 | 0.048544 | 0.99134 | 130 | 525.8922 | 0.0002324 | 4.4073 | 4583 | 25728.962 | 1.0664 | 1 | 1 | 1 | 5.9793 | 10.3866 | Jet kerosene | 28.7028 | 529.8573 | 0.0016993 | 0.011456 | 0.050202 | 0.99018 | 130 | 529.8573 | 0.00026192 | 5.3019 | 4583 | 25728.962 | 1.0664 | 1 | 1 | 1 | 6.739 | 12.0409 | Jet kerosene | 26.8272 | 529.0671 | 0.0017992 | 0.011171 | 0.046744 | 0.99042 | 130 | 529.0671 | 0.00025579 | 4.8224 | 4583 | 25728.962 | 1.0664 | 1 | 1 | 1 | 6.5812 | 11.4036 | Jet kerosene | 25.3536 | 525.0674 | 0.0019654 | 0.0098228 | 0.044336 | 0.99157 | 130 | 525.0674 | 0.00022663 | 3.9263 | 4583 | 25728.962 | 1.0664 | 1 | 1 | 1 | 5.831 | 9.7573 | Jet kerosene | 18.7348 | 516.4302 | 0.0014015 | 0.0073902 | 0.032289 | 0.99364 | 130 | 516.4302 | 0.00017336 | 2.265 | 4583 | 25728.962 | 1.0664 | 1 | 1 | 1 | 4.4604 | 6.7254 | Jet kerosene | 13.0756 | 508.9451 | 0.00094462 | 0.0057303 | 0.021673 | 0.99506 | 130 | 508.9451 | 0.0001364 | 1.1592 | 4583 | 25728.962 | 1.0664 | 1 | 1 | 1 | 3.5094 | 4.6686 | Jet kerosene | 10.5032 | 504.9341 | 0.00068725 | 0.0049845 | 0.016765 | 0.9957 | 130 | 504.9341 | 0.00011959 | 0.81292 | 4583 | 25728.962 | 1.0664 | 1 | 1 | 1 | 3.0769 | 3.8898 | 33.6623 | 0.016831 | 55.9567 | 0.027978 | 89.619 | 0.04481 | 27 | 183 | 196 | 183 | 443 | 466 | 461 | 471 | 476 | 447 | 449
| FX - 15 | FIXTANK 122 | 13136.0461 | 0.06 | 32 | 32 | 16.3333 | 1 | 0.33333 | 31 | 1 | N/A | N/A | Insulated | Jet kerosene | 0 | 503.5 | 0 | 0.0047396 | 0 | 0.99591 | 130 | 503.5 | 0.00011404 | 0 | 4583 | 25728.962 | 1.0664 | 1 | 1 | 1 | 2.934 | 2.934 | Jet kerosene | 0 | 504.3 | 0 | 0.0048749 | 0 | 0.9958 | 130 | 504.3 | 0.00011711 | 0 | 4583 | 25728.962 | 1.0664 | 1 | 1 | 1 | 3.013 | 3.013 | Jet kerosene | 0 | 505.7 | 0 | 0.0051199 | 0 | 0.99559 | 130 | 505.7 | 0.00012265 | 0 | 4583 | 25728.962 | 1.0664 | 1 | 1 | 1 | 3.1557 | 3.1557 | Jet kerosene | 0 | 508.2 | 0 | 0.0055847 | 0 | 0.99519 | 130 | 508.2 | 0.00013313 | 0 | 4583 | 25728.962 | 1.0664 | 1 | 1 | 1 | 3.4252 | 3.4252 | Jet kerosene | 0 | 512.75 | 0 | 0.0065274 | 0 | 0.99438 | 130 | 512.75 | 0.00015422 | 0 | 4583 | 25728.962 | 1.0664 | 1 | 1 | 1 | 3.9679 | 3.9679 | Jet kerosene | 0 | 516.55 | 0 | 0.00742 | 0 | 0.99362 | 130 | 516.55 | 0.00017402 | 0 | 4583 | 25728.962 | 1.0664 | 1 | 1 | 1 | 4.4773 | 4.4773 | Jet kerosene | 0 | 520.05 | 0 | 0.0083358 | 0 | 0.99284 | 130 | 520.05 | 0.00019418 | 0 | 4583 | 25728.962 | 1.0664 | 1 | 1 | 1 | 4.9961 | 4.9961 | Jet kerosene | 0 | 520.5 | 0 | 0.0084605 | 0 | 0.99273 | 130 | 520.5 | 0.00019692 | 0 | 4583 | 25728.962 | 1.0664 | 1 | 1 | 1 | 5.0664 | 5.0664 | Jet kerosene | 0 | 518.2 | 0 | 0.00784 | 0 | 0.99326 | 130 | 518.2 | 0.00018328 | 0 | 4583 | 25728.962 | 1.0664 | 1 | 1 | 1 | 4.7157 | 4.7157 | Jet kerosene | 0 | 512.25 | 0 | 0.0064173 | 0 | 0.99448 | 130 | 512.25 | 0.00015177 | 0 | 4583 | 25728.962 | 1.0664 | 1 | 1 | 1 | 3.9048 | 3.9048 | Jet kerosene | 0 | 506.7 | 0 | 0.0053015 | 0 | 0.99543 | 130 | 506.7 | 0.00012675 | 0 | 4583 | 25728.962 | 1.0664 | 1 | 1 | 1 | 3.2612 | 3.2612 | Jet kerosene | 0 | 503.2 | 0 | 0.0046897 | 0 | 0.99596 | 130 | 503.2 | 0.0001129 | 0 | 4583 | 25728.962 | 1.0664 | 1 | 1 | 1 | 2.9049 | 2.9049 | 0 | 0 | 45.8222 | 0.022911 | 45.8222 | 0.022911 | 29 | 197 | 210 | 197 | 477 | 500 | 495 | 505 | 510 | 481 | 483
| FX - 16 | FIXTANK 123 | 13136.0461 | 0.06 | 32 | 32 | 16.3333 | 1 | 0.33333 | 31 | 1 | N/A | N/A | Insulated | Jet kerosene | 0 | 503.5 | 0 | 0.0047396 | 0 | 0.99591 | 130 | 503.5 | 0.00011404 | 0 | 4583 | 25728.962 | 1.0664 | 1 | 1 | 1 | 2.934 | 2.934 | Jet kerosene | 0 | 504.3 | 0 | 0.0048749 | 0 | 0.9958 | 130 | 504.3 | 0.00011711 | 0 | 4583 | 25728.962 | 1.0664 | 1 | 1 | 1 | 3.013 | 3.013 | Jet kerosene | 0 | 505.7 | 0 | 0.0051199 | 0 | 0.99559 | 130 | 505.7 | 0.00012265 | 0 | 4583 | 25728.962 | 1.0664 | 1 | 1 | 1 | 3.1557 | 3.1557 | Jet kerosene | 0 | 508.2 | 0 | 0.0055847 | 0 | 0.99519 | 130 | 508.2 | 0.00013313 | 0 | 4583 | 25728.962 | 1.0664 | 1 | 1 | 1 | 3.4252 | 3.4252 | Jet kerosene | 0 | 512.75 | 0 | 0.0065274 | 0 | 0.99438 | 130 | 512.75 | 0.00015422 | 0 | 4583 | 25728.962 | 1.0664 | 1 | 1 | 1 | 3.9679 | 3.9679 | Jet kerosene | 0 | 516.55 | 0 | 0.00742 | 0 | 0.99362 | 130 | 516.55 | 0.00017402 | 0 | 4583 | 25728.962 | 1.0664 | 1 | 1 | 1 | 4.4773 | 4.4773 | Jet kerosene | 0 | 520.05 | 0 | 0.0083358 | 0 | 0.99284 | 130 | 520.05 | 0.00019418 | 0 | 4583 | 25728.962 | 1.0664 | 1 | 1 | 1 | 4.9961 | 4.9961 | Jet kerosene | 0 | 520.5 | 0 | 0.0084605 | 0 | 0.99273 | 130 | 520.5 | 0.00019692 | 0 | 4583 | 25728.962 | 1.0664 | 1 | 1 | 1 | 5.0664 | 5.0664 | Jet kerosene | 0 | 518.2 | 0 | 0.00784 | 0 | 0.99326 | 130 | 518.2 | 0.00018328 | 0 | 4583 | 25728.962 | 1.0664 | 1 | 1 | 1 | 4.7157 | 4.7157 | Jet kerosene | 0 | 512.25 | 0 | 0.0064173 | 0 | 0.99448 | 130 | 512.25 | 0.00015177 | 0 | 4583 | 25728.962 | 1.0664 | 1 | 1 | 1 | 3.9048 | 3.9048 | Jet kerosene | 0 | 506.7 | 0 | 0.0053015 | 0 | 0.99543 | 130 | 506.7 | 0.00012675 | 0 | 4583 | 25728.962 | 1.0664 | 1 | 1 | 1 | 3.2612 | 3.2612 | Jet kerosene | 0 | 503.2 | 0 | 0.0046897 | 0 | 0.99596 | 130 | 503.2 | 0.0001129 | 0 | 4583 | 25728.962 | 1.0664 | 1 | 1 | 1 | 2.9049 | 2.9049 | 0 | 0 | 45.8222 | 0.022911 | 45.8222 | 0.022911 | 31 | 211 | 224 | 211 | 511 | 534 | 529 | 539 | 544 | 515 | 517
| FX - 17 | FIXTANK 124 | 32438.5804 | 0.06 | 50 | 32 | 16.5208 | 1.5625 | 0.52083 | 31 | 1 | N/A | N/A | Insulated | Jet kerosene | 0 | 503.5 | 0 | 0.0047396 | 0 | 0.99587 | 130 | 503.5 | 0.00011404 | 0 | 11190 | 62820.66 | 1.0665 | 1 | 1 | 1 | 7.1638 | 7.1638 | Jet kerosene | 0 | 504.3 | 0 | 0.0048749 | 0 | 0.99575 | 130 | 504.3 | 0.00011711 | 0 | 11190 | 62820.66 | 1.0665 | 1 | 1 | 1 | 7.3566 | 7.3566 | Jet kerosene | 0 | 505.7 | 0 | 0.0051199 | 0 | 0.99554 | 130 | 505.7 | 0.00012265 | 0 | 11190 | 62820.66 | 1.0665 | 1 | 1 | 1 | 7.705 | 7.705 | Jet kerosene | 0 | 508.2 | 0 | 0.0055847 | 0 | 0.99513 | 130 | 508.2 | 0.00013313 | 0 | 11190 | 62820.66 | 1.0665 | 1 | 1 | 1 | 8.3632 | 8.3632 | Jet kerosene | 0 | 512.75 | 0 | 0.0065274 | 0 | 0.99432 | 130 | 512.75 | 0.00015422 | 0 | 11190 | 62820.66 | 1.0665 | 1 | 1 | 1 | 9.6881 | 9.6881 | Jet kerosene | 0 | 516.55 | 0 | 0.00742 | 0 | 0.99354 | 130 | 516.55 | 0.00017402 | 0 | 11190 | 62820.66 | 1.0665 | 1 | 1 | 1 | 10.9319 | 10.9319 | Jet kerosene | 0 | 520.05 | 0 | 0.0083358 | 0 | 0.99275 | 130 | 520.05 | 0.00019418 | 0 | 11190 | 62820.66 | 1.0665 | 1 | 1 | 1 | 12.1986 | 12.1986 | Jet kerosene | 0 | 520.5 | 0 | 0.0084605 | 0 | 0.99265 | 130 | 520.5 | 0.00019692 | 0 | 11190 | 62820.66 | 1.0665 | 1 | 1 | 1 | 12.3704 | 12.3704 | Jet kerosene | 0 | 518.2 | 0 | 0.00784 | 0 | 0.99318 | 130 | 518.2 | 0.00018328 | 0 | 11190 | 62820.66 | 1.0665 | 1 | 1 | 1 | 11.5139 | 11.5139 | Jet kerosene | 0 | 512.25 | 0 | 0.0064173 | 0 | 0.99441 | 130 | 512.25 | 0.00015177 | 0 | 11190 | 62820.66 | 1.0665 | 1 | 1 | 1 | 9.5341 | 9.5341 | Jet kerosene | 0 | 506.7 | 0 | 0.0053015 | 0 | 0.99538 | 130 | 506.7 | 0.00012675 | 0 | 11190 | 62820.66 | 1.0665 | 1 | 1 | 1 | 7.9626 | 7.9626 | Jet kerosene | 0 | 503.2 | 0 | 0.0046897 | 0 | 0.99591 | 130 | 503.2 | 0.0001129 | 0 | 11190 | 62820.66 | 1.0665 | 1 | 1 | 1 | 7.0927 | 7.0927 | 0 | 0 | 111.8809 | 0.05594 | 111.8809 | 0.05594 | 33 | 225 | 238 | 225 | 545 | 568 | 563 | 573 | 578 | 549 | 551
| FX - 18 | FIXTANK 125 | 32438.5804 | 0.06 | 50 | 32 | 16.5208 | 1.5625 | 0.52083 | 31 | 1 | N/A | N/A | Insulated | Jet kerosene | 0 | 503.5 | 0 | 0.0047396 | 0 | 0.99587 | 130 | 503.5 | 0.00011404 | 0 | 11190 | 62820.66 | 1.0665 | 1 | 1 | 1 | 7.1638 | 7.1638 | Jet kerosene | 0 | 504.3 | 0 | 0.0048749 | 0 | 0.99575 | 130 | 504.3 | 0.00011711 | 0 | 11190 | 62820.66 | 1.0665 | 1 | 1 | 1 | 7.3566 | 7.3566 | Jet kerosene | 0 | 505.7 | 0 | 0.0051199 | 0 | 0.99554 | 130 | 505.7 | 0.00012265 | 0 | 11190 | 62820.66 | 1.0665 | 1 | 1 | 1 | 7.705 | 7.705 | Jet kerosene | 0 | 508.2 | 0 | 0.0055847 | 0 | 0.99513 | 130 | 508.2 | 0.00013313 | 0 | 11190 | 62820.66 | 1.0665 | 1 | 1 | 1 | 8.3632 | 8.3632 | Jet kerosene | 0 | 512.75 | 0 | 0.0065274 | 0 | 0.99432 | 130 | 512.75 | 0.00015422 | 0 | 11190 | 62820.66 | 1.0665 | 1 | 1 | 1 | 9.6881 | 9.6881 | Jet kerosene | 0 | 516.55 | 0 | 0.00742 | 0 | 0.99354 | 130 | 516.55 | 0.00017402 | 0 | 11190 | 62820.66 | 1.0665 | 1 | 1 | 1 | 10.9319 | 10.9319 | Jet kerosene | 0 | 520.05 | 0 | 0.0083358 | 0 | 0.99275 | 130 | 520.05 | 0.00019418 | 0 | 11190 | 62820.66 | 1.0665 | 1 | 1 | 1 | 12.1986 | 12.1986 | Jet kerosene | 0 | 520.5 | 0 | 0.0084605 | 0 | 0.99265 | 130 | 520.5 | 0.00019692 | 0 | 11190 | 62820.66 | 1.0665 | 1 | 1 | 1 | 12.3704 | 12.3704 | Jet kerosene | 0 | 518.2 | 0 | 0.00784 | 0 | 0.99318 | 130 | 518.2 | 0.00018328 | 0 | 11190 | 62820.66 | 1.0665 | 1 | 1 | 1 | 11.5139 | 11.5139 | Jet kerosene | 0 | 512.25 | 0 | 0.0064173 | 0 | 0.99441 | 130 | 512.25 | 0.00015177 | 0 | 11190 | 62820.66 | 1.0665 | 1 | 1 | 1 | 9.5341 | 9.5341 | Jet kerosene | 0 | 506.7 | 0 | 0.0053015 | 0 | 0.99538 | 130 | 506.7 | 0.00012675 | 0 | 11190 | 62820.66 | 1.0665 | 1 | 1 | 1 | 7.9626 | 7.9626 | Jet kerosene | 0 | 503.2 | 0 | 0.0046897 | 0 | 0.99591 | 130 | 503.2 | 0.0001129 | 0 | 11190 | 62820.66 | 1.0665 | 1 | 1 | 1 | 7.0927 | 7.0927 | 0 | 0 | 111.8809 | 0.05594 | 111.8809 | 0.05594 | 35 | 239 | 252 | 239 | 579 | 602 | 597 | 607 | 612 | 583 | 585
| FX - 19 | FIXTANK 126 | 12590.9143 | 0.06 | 30 | 35 | 17.8125 | 0.9375 | 0.3125 | 34 | 1 | N/A | N/A | Insulated | Jet kerosene | 0 | 503.5 | 0 | 0.0047396 | 0 | 0.99555 | 130 | 503.5 | 0.00011404 | 0 | 4500 | 25263 | 1.083 | 1 | 1 | 1 | 2.8809 | 2.8809 | Jet kerosene | 0 | 504.3 | 0 | 0.0048749 | 0 | 0.99542 | 130 | 504.3 | 0.00011711 | 0 | 4500 | 25263 | 1.083 | 1 | 1 | 1 | 2.9584 | 2.9584 | Jet kerosene | 0 | 505.7 | 0 | 0.0051199 | 0 | 0.99519 | 130 | 505.7 | 0.00012265 | 0 | 4500 | 25263 | 1.083 | 1 | 1 | 1 | 3.0985 | 3.0985 | Jet kerosene | 0 | 508.2 | 0 | 0.0055847 | 0 | 0.99476 | 130 | 508.2 | 0.00013313 | 0 | 4500 | 25263 | 1.083 | 1 | 1 | 1 | 3.3632 | 3.3632 | Jet kerosene | 0 | 512.75 | 0 | 0.0065274 | 0 | 0.99388 | 130 | 512.75 | 0.00015422 | 0 | 4500 | 25263 | 1.083 | 1 | 1 | 1 | 3.896 | 3.896 | Jet kerosene | 0 | 516.55 | 0 | 0.00742 | 0 | 0.99304 | 130 | 516.55 | 0.00017402 | 0 | 4500 | 25263 | 1.083 | 1 | 1 | 1 | 4.3962 | 4.3962 | Jet kerosene | 0 | 520.05 | 0 | 0.0083358 | 0 | 0.99219 | 130 | 520.05 | 0.00019418 | 0 | 4500 | 25263 | 1.083 | 1 | 1 | 1 | 4.9056 | 4.9056 | Jet kerosene | 0 | 520.5 | 0 | 0.0084605 | 0 | 0.99208 | 130 | 520.5 | 0.00019692 | 0 | 4500 | 25263 | 1.083 | 1 | 1 | 1 | 4.9747 | 4.9747 | Jet kerosene | 0 | 518.2 | 0 | 0.00784 | 0 | 0.99265 | 130 | 518.2 | 0.00018328 | 0 | 4500 | 25263 | 1.083 | 1 | 1 | 1 | 4.6303 | 4.6303 | Jet kerosene | 0 | 512.25 | 0 | 0.0064173 | 0 | 0.99398 | 130 | 512.25 | 0.00015177 | 0 | 4500 | 25263 | 1.083 | 1 | 1 | 1 | 3.8341 | 3.8341 | Jet kerosene | 0 | 506.7 | 0 | 0.0053015 | 0 | 0.99502 | 130 | 506.7 | 0.00012675 | 0 | 4500 | 25263 | 1.083 | 1 | 1 | 1 | 3.2021 | 3.2021 | Jet kerosene | 0 | 503.2 | 0 | 0.0046897 | 0 | 0.99559 | 130 | 503.2 | 0.0001129 | 0 | 4500 | 25263 | 1.083 | 1 | 1 | 1 | 2.8523 | 2.8523 | 0 | 0 | 44.9923 | 0.022496 | 44.9923 | 0.022496 | 37 | 253 | 266 | 253 | 613 | 636 | 631 | 641 | 646 | 617 | 619
| FX - 20 | FIXTANK 127 | 58315.8136 | 0.06 | 60 | 40 | 20.625 | 1.875 | 0.625 | 39 | 1 | N/A | N/A | Insulated | Jet kerosene | 0 | 503.5 | 0 | 0.0047396 | 0 | 0.99485 | 130 | 503.5 | 0.00011404 | 0 | 20142 | 113077.188 | 1.0524 | 1 | 1 | 1 | 12.8949 | 12.8949 | Jet kerosene | 0 | 504.3 | 0 | 0.0048749 | 0 | 0.9947 | 130 | 504.3 | 0.00011711 | 0 | 20142 | 113077.188 | 1.0524 | 1 | 1 | 1 | 13.2419 | 13.2419 | Jet kerosene | 0 | 505.7 | 0 | 0.0051199 | 0 | 0.99443 | 130 | 505.7 | 0.00012265 | 0 | 20142 | 113077.188 | 1.0524 | 1 | 1 | 1 | 13.869 | 13.869 | Jet kerosene | 0 | 508.2 | 0 | 0.0055847 | 0 | 0.99393 | 130 | 508.2 | 0.00013313 | 0 | 20142 | 113077.188 | 1.0524 | 1 | 1 | 1 | 15.0537 | 15.0537 | Jet kerosene | 0 | 512.75 | 0 | 0.0065274 | 0 | 0.99292 | 130 | 512.75 | 0.00015422 | 0 | 20142 | 113077.188 | 1.0524 | 1 | 1 | 1 | 17.4387 | 17.4387 | Jet kerosene | 0 | 516.55 | 0 | 0.00742 | 0 | 0.99195 | 130 | 516.55 | 0.00017402 | 0 | 20142 | 113077.188 | 1.0524 | 1 | 1 | 1 | 19.6774 | 19.6774 | Jet kerosene | 0 | 520.05 | 0 | 0.0083358 | 0 | 0.99097 | 130 | 520.05 | 0.00019418 | 0 | 20142 | 113077.188 | 1.0524 | 1 | 1 | 1 | 21.9574 | 21.9574 | Jet kerosene | 0 | 520.5 | 0 | 0.0084605 | 0 | 0.99084 | 130 | 520.5 | 0.00019692 | 0 | 20142 | 113077.188 | 1.0524 | 1 | 1 | 1 | 22.2666 | 22.2666 | Jet kerosene | 0 | 518.2 | 0 | 0.00784 | 0 | 0.9915 | 130 | 518.2 | 0.00018328 | 0 | 20142 | 113077.188 | 1.0524 | 1 | 1 | 1 | 20.7251 | 20.7251 | Jet kerosene | 0 | 512.25 | 0 | 0.0064173 | 0 | 0.99303 | 130 | 512.25 | 0.00015177 | 0 | 20142 | 113077.188 | 1.0524 | 1 | 1 | 1 | 17.1614 | 17.1614 | Jet kerosene | 0 | 506.7 | 0 | 0.0053015 | 0 | 0.99424 | 130 | 506.7 | 0.00012675 | 0 | 20142 | 113077.188 | 1.0524 | 1 | 1 | 1 | 14.3327 | 14.3327 | Jet kerosene | 0 | 503.2 | 0 | 0.0046897 | 0 | 0.9949 | 130 | 503.2 | 0.0001129 | 0 | 20142 | 113077.188 | 1.0524 | 1 | 1 | 1 | 12.7668 | 12.7668 | 0 | 0 | 201.3856 | 0.10069 | 201.3856 | 0.10069 | 39 | 267 | 280 | 267 | 647 | 670 | 665 | 675 | 680 | 651 | 653
| FX - 21 | FIXTANK 128 | 165260.8635 | 0.06 | 100 | 40 | 21.0417 | 3.125 | 1.0417 | 39 | 1 | N/A | N/A | Insulated | Jet kerosene | 0 | 503.5 | 0 | 0.0047396 | 0 | 0.99474 | 130 | 503.5 | 0.00011404 | 0 | 55950 | 314103.3 | 1.0524 | 1 | 1 | 1 | 35.8192 | 35.8192 | Jet kerosene | 0 | 504.3 | 0 | 0.0048749 | 0 | 0.99459 | 130 | 504.3 | 0.00011711 | 0 | 55950 | 314103.3 | 1.0524 | 1 | 1 | 1 | 36.7832 | 36.7832 | Jet kerosene | 0 | 505.7 | 0 | 0.0051199 | 0 | 0.99432 | 130 | 505.7 | 0.00012265 | 0 | 55950 | 314103.3 | 1.0524 | 1 | 1 | 1 | 38.525 | 38.525 | Jet kerosene | 0 | 508.2 | 0 | 0.0055847 | 0 | 0.99381 | 130 | 508.2 | 0.00013313 | 0 | 55950 | 314103.3 | 1.0524 | 1 | 1 | 1 | 41.8158 | 41.8158 | Jet kerosene | 0 | 512.75 | 0 | 0.0065274 | 0 | 0.99277 | 130 | 512.75 | 0.00015422 | 0 | 55950 | 314103.3 | 1.0524 | 1 | 1 | 1 | 48.4407 | 48.4407 | Jet kerosene | 0 | 516.55 | 0 | 0.00742 | 0 | 0.99179 | 130 | 516.55 | 0.00017402 | 0 | 55950 | 314103.3 | 1.0524 | 1 | 1 | 1 | 54.6594 | 54.6594 | Jet kerosene | 0 | 520.05 | 0 | 0.0083358 | 0 | 0.99079 | 130 | 520.05 | 0.00019418 | 0 | 55950 | 314103.3 | 1.0524 | 1 | 1 | 1 | 60.9928 | 60.9928 | Jet kerosene | 0 | 520.5 | 0 | 0.0084605 | 0 | 0.99065 | 130 | 520.5 | 0.00019692 | 0 | 55950 | 314103.3 | 1.0524 | 1 | 1 | 1 | 61.8518 | 61.8518 | Jet kerosene | 0 | 518.2 | 0 | 0.00784 | 0 | 0.99133 | 130 | 518.2 | 0.00018328 | 0 | 55950 | 314103.3 | 1.0524 | 1 | 1 | 1 | 57.5697 | 57.5697 | Jet kerosene | 0 | 512.25 | 0 | 0.0064173 | 0 | 0.99289 | 130 | 512.25 | 0.00015177 | 0 | 55950 | 314103.3 | 1.0524 | 1 | 1 | 1 | 47.6704 | 47.6704 | Jet kerosene | 0 | 506.7 | 0 | 0.0053015 | 0 | 0.99412 | 130 | 506.7 | 0.00012675 | 0 | 55950 | 314103.3 | 1.0524 | 1 | 1 | 1 | 39.813 | 39.813 | Jet kerosene | 0 | 503.2 | 0 | 0.0046897 | 0 | 0.9948 | 130 | 503.2 | 0.0001129 | 0 | 55950 | 314103.3 | 1.0524 | 1 | 1 | 1 | 35.4634 | 35.4634 | 0 | 0 | 559.4045 | 0.2797 | 559.4045 | 0.2797 | 41 | 281 | 294 | 281 | 681 | 704 | 699 | 709 | 714 | 685 | 687
| FX - 22 | FIXTANK 129 | 240331.838 | 0.06 | 120 | 40 | 21.25 | 3.75 | 1.25 | 39 | 1 | N/A | N/A | Insulated | Jet kerosene | 0 | 503.5 | 0 | 0.0047396 | 0 | 0.99469 | 130 | 503.5 | 0.00011404 | 0 | 80568 | 452308.752 | 1.0524 | 1 | 1 | 1 | 51.5796 | 51.5796 | Jet kerosene | 0 | 504.3 | 0 | 0.0048749 | 0 | 0.99454 | 130 | 504.3 | 0.00011711 | 0 | 80568 | 452308.752 | 1.0524 | 1 | 1 | 1 | 52.9678 | 52.9678 | Jet kerosene | 0 | 505.7 | 0 | 0.0051199 | 0 | 0.99427 | 130 | 505.7 | 0.00012265 | 0 | 80568 | 452308.752 | 1.0524 | 1 | 1 | 1 | 55.476 | 55.476 | Jet kerosene | 0 | 508.2 | 0 | 0.0055847 | 0 | 0.99375 | 130 | 508.2 | 0.00013313 | 0 | 80568 | 452308.752 | 1.0524 | 1 | 1 | 1 | 60.2148 | 60.2148 | Jet kerosene | 0 | 512.75 | 0 | 0.0065274 | 0 | 0.9927 | 130 | 512.75 | 0.00015422 | 0 | 80568 | 452308.752 | 1.0524 | 1 | 1 | 1 | 69.7547 | 69.7547 | Jet kerosene | 0 | 516.55 | 0 | 0.00742 | 0 | 0.99171 | 130 | 516.55 | 0.00017402 | 0 | 80568 | 452308.752 | 1.0524 | 1 | 1 | 1 | 78.7095 | 78.7095 | Jet kerosene | 0 | 520.05 | 0 | 0.0083358 | 0 | 0.9907 | 130 | 520.05 | 0.00019418 | 0 | 80568 | 452308.752 | 1.0524 | 1 | 1 | 1 | 87.8296 | 87.8296 | Jet kerosene | 0 | 520.5 | 0 | 0.0084605 | 0 | 0.99056 | 130 | 520.5 | 0.00019692 | 0 | 80568 | 452308.752 | 1.0524 | 1 | 1 | 1 | 89.0666 | 89.0666 | Jet kerosene | 0 | 518.2 | 0 | 0.00784 | 0 | 0.99125 | 130 | 518.2 | 0.00018328 | 0 | 80568 | 452308.752 | 1.0524 | 1 | 1 | 1 | 82.9003 | 82.9003 | Jet kerosene | 0 | 512.25 | 0 | 0.0064173 | 0 | 0.99282 | 130 | 512.25 | 0.00015177 | 0 | 80568 | 452308.752 | 1.0524 | 1 | 1 | 1 | 68.6454 | 68.6454 | Jet kerosene | 0 | 506.7 | 0 | 0.0053015 | 0 | 0.99406 | 130 | 506.7 | 0.00012675 | 0 | 80568 | 452308.752 | 1.0524 | 1 | 1 | 1 | 57.3308 | 57.3308 | Jet kerosene | 0 | 503.2 | 0 | 0.0046897 | 0 | 0.99475 | 130 | 503.2 | 0.0001129 | 0 | 80568 | 452308.752 | 1.0524 | 1 | 1 | 1 | 51.0674 | 51.0674 | 0 | 0 | 805.5424 | 0.40277 | 805.5424 | 0.40277 | 43 | 295 | 308 | 295 | 715 | 738 | 733 | 743 | 748 | 719 | 721
| FX - 23 | FIXTANK 140 | 3101.341 | 0.06 | 18 | 24 | 12.1875 | 0.5625 | 0.1875 | 23 | 1 | N/A | N/A | Insulated | Out of Service | 0 | 503.5 | 0 | 0 | 0 | 1 | 0 | 503.5 | 0 | 0 | 0 | 0 | 0 | 1 | 1 | 1 | 0 | 0 | Out of Service | 0 | 504.3 | 0 | 0 | 0 | 1 | 0 | 504.3 | 0 | 0 | 0 | 0 | 0 | 1 | 1 | 1 | 0 | 0 | Out of Service | 0 | 505.7 | 0 | 0 | 0 | 1 | 0 | 505.7 | 0 | 0 | 0 | 0 | 0 | 1 | 1 | 1 | 0 | 0 | Out of Service | 0 | 508.2 | 0 | 0 | 0 | 1 | 0 | 508.2 | 0 | 0 | 0 | 0 | 0 | 1 | 1 | 1 | 0 | 0 | Out of Service | 0 | 512.75 | 0 | 0 | 0 | 1 | 0 | 512.75 | 0 | 0 | 0 | 0 | 0 | 1 | 1 | 1 | 0 | 0 | Out of Service | 0 | 516.55 | 0 | 0 | 0 | 1 | 0 | 516.55 | 0 | 0 | 0 | 0 | 0 | 1 | 1 | 1 | 0 | 0 | Out of Service | 0 | 520.05 | 0 | 0 | 0 | 1 | 0 | 520.05 | 0 | 0 | 0 | 0 | 0 | 1 | 1 | 1 | 0 | 0 | Out of Service | 0 | 520.5 | 0 | 0 | 0 | 1 | 0 | 520.5 | 0 | 0 | 0 | 0 | 0 | 1 | 1 | 1 | 0 | 0 | Out of Service | 0 | 518.2 | 0 | 0 | 0 | 1 | 0 | 518.2 | 0 | 0 | 0 | 0 | 0 | 1 | 1 | 1 | 0 | 0 | Out of Service | 0 | 512.25 | 0 | 0 | 0 | 1 | 0 | 512.25 | 0 | 0 | 0 | 0 | 0 | 1 | 1 | 1 | 0 | 0 | Out of Service | 0 | 506.7 | 0 | 0 | 0 | 1 | 0 | 506.7 | 0 | 0 | 0 | 0 | 0 | 1 | 1 | 1 | 0 | 0 | Out of Service | 0 | 503.2 | 0 | 0 | 0 | 1 | 0 | 503.2 | 0 | 0 | 0 | 0 | 0 | 1 | 1 | 1 | 0 | 0 | 0 | 0 | 0 | 0 | 0 | 0 | 45 | 309 | 322 | 309 | 749 | 772 | 767 | 777 | 782 | 753 | 755
| FX - 24 | FIXTANK 141 | 3101.341 | 0.06 | 18 | 24 | 12.1875 | 0.5625 | 0.1875 | 23 | 1 | N/A | N/A | Insulated | Out of Service | 0 | 503.5 | 0 | 0 | 0 | 1 | 0 | 503.5 | 0 | 0 | 0 | 0 | 0 | 1 | 1 | 1 | 0 | 0 | Out of Service | 0 | 504.3 | 0 | 0 | 0 | 1 | 0 | 504.3 | 0 | 0 | 0 | 0 | 0 | 1 | 1 | 1 | 0 | 0 | Out of Service | 0 | 505.7 | 0 | 0 | 0 | 1 | 0 | 505.7 | 0 | 0 | 0 | 0 | 0 | 1 | 1 | 1 | 0 | 0 | Out of Service | 0 | 508.2 | 0 | 0 | 0 | 1 | 0 | 508.2 | 0 | 0 | 0 | 0 | 0 | 1 | 1 | 1 | 0 | 0 | Out of Service | 0 | 512.75 | 0 | 0 | 0 | 1 | 0 | 512.75 | 0 | 0 | 0 | 0 | 0 | 1 | 1 | 1 | 0 | 0 | Out of Service | 0 | 516.55 | 0 | 0 | 0 | 1 | 0 | 516.55 | 0 | 0 | 0 | 0 | 0 | 1 | 1 | 1 | 0 | 0 | Out of Service | 0 | 520.05 | 0 | 0 | 0 | 1 | 0 | 520.05 | 0 | 0 | 0 | 0 | 0 | 1 | 1 | 1 | 0 | 0 | Out of Service | 0 | 520.5 | 0 | 0 | 0 | 1 | 0 | 520.5 | 0 | 0 | 0 | 0 | 0 | 1 | 1 | 1 | 0 | 0 | Out of Service | 0 | 518.2 | 0 | 0 | 0 | 1 | 0 | 518.2 | 0 | 0 | 0 | 0 | 0 | 1 | 1 | 1 | 0 | 0 | Out of Service | 0 | 512.25 | 0 | 0 | 0 | 1 | 0 | 512.25 | 0 | 0 | 0 | 0 | 0 | 1 | 1 | 1 | 0 | 0 | Out of Service | 0 | 506.7 | 0 | 0 | 0 | 1 | 0 | 506.7 | 0 | 0 | 0 | 0 | 0 | 1 | 1 | 1 | 0 | 0 | Out of Service | 0 | 503.2 | 0 | 0 | 0 | 1 | 0 | 503.2 | 0 | 0 | 0 | 0 | 0 | 1 | 1 | 1 | 0 | 0 | 0 | 0 | 0 | 0 | 0 | 0 | 47 | 323 | 336 | 323 | 783 | 806 | 801 | 811 | 816 | 787 | 789
| FX - 25 | FIXTANK 142 | 3101.341 | 0.06 | 18 | 24 | 12.1875 | 0.5625 | 0.1875 | 23 | 1 | N/A | N/A | Insulated | Out of Service | 0 | 503.5 | 0 | 0 | 0 | 1 | 0 | 503.5 | 0 | 0 | 0 | 0 | 0 | 1 | 1 | 1 | 0 | 0 | Out of Service | 0 | 504.3 | 0 | 0 | 0 | 1 | 0 | 504.3 | 0 | 0 | 0 | 0 | 0 | 1 | 1 | 1 | 0 | 0 | Out of Service | 0 | 505.7 | 0 | 0 | 0 | 1 | 0 | 505.7 | 0 | 0 | 0 | 0 | 0 | 1 | 1 | 1 | 0 | 0 | Out of Service | 0 | 508.2 | 0 | 0 | 0 | 1 | 0 | 508.2 | 0 | 0 | 0 | 0 | 0 | 1 | 1 | 1 | 0 | 0 | Out of Service | 0 | 512.75 | 0 | 0 | 0 | 1 | 0 | 512.75 | 0 | 0 | 0 | 0 | 0 | 1 | 1 | 1 | 0 | 0 | Out of Service | 0 | 516.55 | 0 | 0 | 0 | 1 | 0 | 516.55 | 0 | 0 | 0 | 0 | 0 | 1 | 1 | 1 | 0 | 0 | Out of Service | 0 | 520.05 | 0 | 0 | 0 | 1 | 0 | 520.05 | 0 | 0 | 0 | 0 | 0 | 1 | 1 | 1 | 0 | 0 | Out of Service | 0 | 520.5 | 0 | 0 | 0 | 1 | 0 | 520.5 | 0 | 0 | 0 | 0 | 0 | 1 | 1 | 1 | 0 | 0 | Out of Service | 0 | 518.2 | 0 | 0 | 0 | 1 | 0 | 518.2 | 0 | 0 | 0 | 0 | 0 | 1 | 1 | 1 | 0 | 0 | Out of Service | 0 | 512.25 | 0 | 0 | 0 | 1 | 0 | 512.25 | 0 | 0 | 0 | 0 | 0 | 1 | 1 | 1 | 0 | 0 | Out of Service | 0 | 506.7 | 0 | 0 | 0 | 1 | 0 | 506.7 | 0 | 0 | 0 | 0 | 0 | 1 | 1 | 1 | 0 | 0 | Out of Service | 0 | 503.2 | 0 | 0 | 0 | 1 | 0 | 503.2 | 0 | 0 | 0 | 0 | 0 | 1 | 1 | 1 | 0 | 0 | 0 | 0 | 0 | 0 | 0 | 0 | 49 | 337 | 350 | 337 | 817 | 840 | 835 | 845 | 850 | 821 | 823
| FX - 26 | FIXTANK 143 | 3101.341 | 0.06 | 18 | 24 | 12.1875 | 0.5625 | 0.1875 | 23 | 1 | N/A | N/A | Insulated | Out of Service | 0 | 503.5 | 0 | 0 | 0 | 1 | 0 | 503.5 | 0 | 0 | 0 | 0 | 0 | 1 | 1 | 1 | 0 | 0 | Out of Service | 0 | 504.3 | 0 | 0 | 0 | 1 | 0 | 504.3 | 0 | 0 | 0 | 0 | 0 | 1 | 1 | 1 | 0 | 0 | Out of Service | 0 | 505.7 | 0 | 0 | 0 | 1 | 0 | 505.7 | 0 | 0 | 0 | 0 | 0 | 1 | 1 | 1 | 0 | 0 | Out of Service | 0 | 508.2 | 0 | 0 | 0 | 1 | 0 | 508.2 | 0 | 0 | 0 | 0 | 0 | 1 | 1 | 1 | 0 | 0 | Out of Service | 0 | 512.75 | 0 | 0 | 0 | 1 | 0 | 512.75 | 0 | 0 | 0 | 0 | 0 | 1 | 1 | 1 | 0 | 0 | Out of Service | 0 | 516.55 | 0 | 0 | 0 | 1 | 0 | 516.55 | 0 | 0 | 0 | 0 | 0 | 1 | 1 | 1 | 0 | 0 | Out of Service | 0 | 520.05 | 0 | 0 | 0 | 1 | 0 | 520.05 | 0 | 0 | 0 | 0 | 0 | 1 | 1 | 1 | 0 | 0 | Out of Service | 0 | 520.5 | 0 | 0 | 0 | 1 | 0 | 520.5 | 0 | 0 | 0 | 0 | 0 | 1 | 1 | 1 | 0 | 0 | Out of Service | 0 | 518.2 | 0 | 0 | 0 | 1 | 0 | 518.2 | 0 | 0 | 0 | 0 | 0 | 1 | 1 | 1 | 0 | 0 | Out of Service | 0 | 512.25 | 0 | 0 | 0 | 1 | 0 | 512.25 | 0 | 0 | 0 | 0 | 0 | 1 | 1 | 1 | 0 | 0 | Out of Service | 0 | 506.7 | 0 | 0 | 0 | 1 | 0 | 506.7 | 0 | 0 | 0 | 0 | 0 | 1 | 1 | 1 | 0 | 0 | Out of Service | 0 | 503.2 | 0 | 0 | 0 | 1 | 0 | 503.2 | 0 | 0 | 0 | 0 | 0 | 1 | 1 | 1 | 0 | 0 | 0 | 0 | 0 | 0 | 0 | 0 | 51 | 351 | 364 | 351 | 851 | 874 | 869 | 879 | 884 | 855 | 857
| FX - 27 | FIXTANK 144 | 3101.341 | 0.06 | 18 | 24 | 12.1875 | 0.5625 | 0.1875 | 23 | 1 | N/A | N/A | Insulated | Out of Service | 0 | 503.5 | 0 | 0 | 0 | 1 | 0 | 503.5 | 0 | 0 | 0 | 0 | 0 | 1 | 1 | 1 | 0 | 0 | Out of Service | 0 | 504.3 | 0 | 0 | 0 | 1 | 0 | 504.3 | 0 | 0 | 0 | 0 | 0 | 1 | 1 | 1 | 0 | 0 | Out of Service | 0 | 505.7 | 0 | 0 | 0 | 1 | 0 | 505.7 | 0 | 0 | 0 | 0 | 0 | 1 | 1 | 1 | 0 | 0 | Out of Service | 0 | 508.2 | 0 | 0 | 0 | 1 | 0 | 508.2 | 0 | 0 | 0 | 0 | 0 | 1 | 1 | 1 | 0 | 0 | Out of Service | 0 | 512.75 | 0 | 0 | 0 | 1 | 0 | 512.75 | 0 | 0 | 0 | 0 | 0 | 1 | 1 | 1 | 0 | 0 | Out of Service | 0 | 516.55 | 0 | 0 | 0 | 1 | 0 | 516.55 | 0 | 0 | 0 | 0 | 0 | 1 | 1 | 1 | 0 | 0 | Out of Service | 0 | 520.05 | 0 | 0 | 0 | 1 | 0 | 520.05 | 0 | 0 | 0 | 0 | 0 | 1 | 1 | 1 | 0 | 0 | Out of Service | 0 | 520.5 | 0 | 0 | 0 | 1 | 0 | 520.5 | 0 | 0 | 0 | 0 | 0 | 1 | 1 | 1 | 0 | 0 | Out of Service | 0 | 518.2 | 0 | 0 | 0 | 1 | 0 | 518.2 | 0 | 0 | 0 | 0 | 0 | 1 | 1 | 1 | 0 | 0 | Out of Service | 0 | 512.25 | 0 | 0 | 0 | 1 | 0 | 512.25 | 0 | 0 | 0 | 0 | 0 | 1 | 1 | 1 | 0 | 0 | Out of Service | 0 | 506.7 | 0 | 0 | 0 | 1 | 0 | 506.7 | 0 | 0 | 0 | 0 | 0 | 1 | 1 | 1 | 0 | 0 | Out of Service | 0 | 503.2 | 0 | 0 | 0 | 1 | 0 | 503.2 | 0 | 0 | 0 | 0 | 0 | 1 | 1 | 1 | 0 | 0 | 0 | 0 | 0 | 0 | 0 | 0 | 53 | 365 | 378 | 365 | 885 | 908 | 903 | 913 | 918 | 889 | 891
| FX - 28 | FIXTANK 145 | 3101.341 | 0.06 | 18 | 24 | 12.1875 | 0.5625 | 0.1875 | 23 | 1 | N/A | N/A | Insulated | Out of Service | 0 | 503.5 | 0 | 0 | 0 | 1 | 0 | 503.5 | 0 | 0 | 0 | 0 | 0 | 1 | 1 | 1 | 0 | 0 | Out of Service | 0 | 504.3 | 0 | 0 | 0 | 1 | 0 | 504.3 | 0 | 0 | 0 | 0 | 0 | 1 | 1 | 1 | 0 | 0 | Out of Service | 0 | 505.7 | 0 | 0 | 0 | 1 | 0 | 505.7 | 0 | 0 | 0 | 0 | 0 | 1 | 1 | 1 | 0 | 0 | Out of Service | 0 | 508.2 | 0 | 0 | 0 | 1 | 0 | 508.2 | 0 | 0 | 0 | 0 | 0 | 1 | 1 | 1 | 0 | 0 | Out of Service | 0 | 512.75 | 0 | 0 | 0 | 1 | 0 | 512.75 | 0 | 0 | 0 | 0 | 0 | 1 | 1 | 1 | 0 | 0 | Out of Service | 0 | 516.55 | 0 | 0 | 0 | 1 | 0 | 516.55 | 0 | 0 | 0 | 0 | 0 | 1 | 1 | 1 | 0 | 0 | Out of Service | 0 | 520.05 | 0 | 0 | 0 | 1 | 0 | 520.05 | 0 | 0 | 0 | 0 | 0 | 1 | 1 | 1 | 0 | 0 | Out of Service | 0 | 520.5 | 0 | 0 | 0 | 1 | 0 | 520.5 | 0 | 0 | 0 | 0 | 0 | 1 | 1 | 1 | 0 | 0 | Out of Service | 0 | 518.2 | 0 | 0 | 0 | 1 | 0 | 518.2 | 0 | 0 | 0 | 0 | 0 | 1 | 1 | 1 | 0 | 0 | Out of Service | 0 | 512.25 | 0 | 0 | 0 | 1 | 0 | 512.25 | 0 | 0 | 0 | 0 | 0 | 1 | 1 | 1 | 0 | 0 | Out of Service | 0 | 506.7 | 0 | 0 | 0 | 1 | 0 | 506.7 | 0 | 0 | 0 | 0 | 0 | 1 | 1 | 1 | 0 | 0 | Out of Service | 0 | 503.2 | 0 | 0 | 0 | 1 | 0 | 503.2 | 0 | 0 | 0 | 0 | 0 | 1 | 1 | 1 | 0 | 0 | 0 | 0 | 0 | 0 | 0 | 0 | 55 | 379 | 392 | 379 | 919 | 942 | 937 | 947 | 952 | 923 | 925
| FX - 29 | FIXTANK 146 | 3101.341 | 0.06 | 18 | 24 | 12.1875 | 0.5625 | 0.1875 | 23 | 1 | N/A | N/A | Insulated | Out of Service | 0 | 503.5 | 0 | 0 | 0 | 1 | 0 | 503.5 | 0 | 0 | 0 | 0 | 0 | 1 | 1 | 1 | 0 | 0 | Out of Service | 0 | 504.3 | 0 | 0 | 0 | 1 | 0 | 504.3 | 0 | 0 | 0 | 0 | 0 | 1 | 1 | 1 | 0 | 0 | Out of Service | 0 | 505.7 | 0 | 0 | 0 | 1 | 0 | 505.7 | 0 | 0 | 0 | 0 | 0 | 1 | 1 | 1 | 0 | 0 | Out of Service | 0 | 508.2 | 0 | 0 | 0 | 1 | 0 | 508.2 | 0 | 0 | 0 | 0 | 0 | 1 | 1 | 1 | 0 | 0 | Out of Service | 0 | 512.75 | 0 | 0 | 0 | 1 | 0 | 512.75 | 0 | 0 | 0 | 0 | 0 | 1 | 1 | 1 | 0 | 0 | Out of Service | 0 | 516.55 | 0 | 0 | 0 | 1 | 0 | 516.55 | 0 | 0 | 0 | 0 | 0 | 1 | 1 | 1 | 0 | 0 | Out of Service | 0 | 520.05 | 0 | 0 | 0 | 1 | 0 | 520.05 | 0 | 0 | 0 | 0 | 0 | 1 | 1 | 1 | 0 | 0 | Out of Service | 0 | 520.5 | 0 | 0 | 0 | 1 | 0 | 520.5 | 0 | 0 | 0 | 0 | 0 | 1 | 1 | 1 | 0 | 0 | Out of Service | 0 | 518.2 | 0 | 0 | 0 | 1 | 0 | 518.2 | 0 | 0 | 0 | 0 | 0 | 1 | 1 | 1 | 0 | 0 | Out of Service | 0 | 512.25 | 0 | 0 | 0 | 1 | 0 | 512.25 | 0 | 0 | 0 | 0 | 0 | 1 | 1 | 1 | 0 | 0 | Out of Service | 0 | 506.7 | 0 | 0 | 0 | 1 | 0 | 506.7 | 0 | 0 | 0 | 0 | 0 | 1 | 1 | 1 | 0 | 0 | Out of Service | 0 | 503.2 | 0 | 0 | 0 | 1 | 0 | 503.2 | 0 | 0 | 0 | 0 | 0 | 1 | 1 | 1 | 0 | 0 | 0 | 0 | 0 | 0 | 0 | 0 | 57 | 393 | 406 | 393 | 953 | 976 | 971 | 981 | 986 | 957 | 959
| FX - 30 | FIXTANK 147 | 3101.341 | 0.06 | 18 | 24 | 12.1875 | 0.5625 | 0.1875 | 23 | 1 | N/A | N/A | Insulated | Out of Service | 0 | 503.5 | 0 | 0 | 0 | 1 | 0 | 503.5 | 0 | 0 | 0 | 0 | 0 | 1 | 1 | 1 | 0 | 0 | Out of Service | 0 | 504.3 | 0 | 0 | 0 | 1 | 0 | 504.3 | 0 | 0 | 0 | 0 | 0 | 1 | 1 | 1 | 0 | 0 | Out of Service | 0 | 505.7 | 0 | 0 | 0 | 1 | 0 | 505.7 | 0 | 0 | 0 | 0 | 0 | 1 | 1 | 1 | 0 | 0 | Out of Service | 0 | 508.2 | 0 | 0 | 0 | 1 | 0 | 508.2 | 0 | 0 | 0 | 0 | 0 | 1 | 1 | 1 | 0 | 0 | Out of Service | 0 | 512.75 | 0 | 0 | 0 | 1 | 0 | 512.75 | 0 | 0 | 0 | 0 | 0 | 1 | 1 | 1 | 0 | 0 | Out of Service | 0 | 516.55 | 0 | 0 | 0 | 1 | 0 | 516.55 | 0 | 0 | 0 | 0 | 0 | 1 | 1 | 1 | 0 | 0 | Out of Service | 0 | 520.05 | 0 | 0 | 0 | 1 | 0 | 520.05 | 0 | 0 | 0 | 0 | 0 | 1 | 1 | 1 | 0 | 0 | Out of Service | 0 | 520.5 | 0 | 0 | 0 | 1 | 0 | 520.5 | 0 | 0 | 0 | 0 | 0 | 1 | 1 | 1 | 0 | 0 | Out of Service | 0 | 518.2 | 0 | 0 | 0 | 1 | 0 | 518.2 | 0 | 0 | 0 | 0 | 0 | 1 | 1 | 1 | 0 | 0 | Out of Service | 0 | 512.25 | 0 | 0 | 0 | 1 | 0 | 512.25 | 0 | 0 | 0 | 0 | 0 | 1 | 1 | 1 | 0 | 0 | Out of Service | 0 | 506.7 | 0 | 0 | 0 | 1 | 0 | 506.7 | 0 | 0 | 0 | 0 | 0 | 1 | 1 | 1 | 0 | 0 | Out of Service | 0 | 503.2 | 0 | 0 | 0 | 1 | 0 | 503.2 | 0 | 0 | 0 | 0 | 0 | 1 | 1 | 1 | 0 | 0 | 0 | 0 | 0 | 0 | 0 | 0 | 59 | 407 | 420 | 407 | 987 | 1010 | 1005 | 1015 | 1020 | 991 | 993
| FX - 31 | FIXTANK 148 | 3101.341 | 0.06 | 18 | 24 | 12.1875 | 0.5625 | 0.1875 | 23 | 1 | N/A | N/A | Insulated | Out of Service | 0 | 503.5 | 0 | 0 | 0 | 1 | 0 | 503.5 | 0 | 0 | 0 | 0 | 0 | 1 | 1 | 1 | 0 | 0 | Out of Service | 0 | 504.3 | 0 | 0 | 0 | 1 | 0 | 504.3 | 0 | 0 | 0 | 0 | 0 | 1 | 1 | 1 | 0 | 0 | Out of Service | 0 | 505.7 | 0 | 0 | 0 | 1 | 0 | 505.7 | 0 | 0 | 0 | 0 | 0 | 1 | 1 | 1 | 0 | 0 | Out of Service | 0 | 508.2 | 0 | 0 | 0 | 1 | 0 | 508.2 | 0 | 0 | 0 | 0 | 0 | 1 | 1 | 1 | 0 | 0 | Out of Service | 0 | 512.75 | 0 | 0 | 0 | 1 | 0 | 512.75 | 0 | 0 | 0 | 0 | 0 | 1 | 1 | 1 | 0 | 0 | Out of Service | 0 | 516.55 | 0 | 0 | 0 | 1 | 0 | 516.55 | 0 | 0 | 0 | 0 | 0 | 1 | 1 | 1 | 0 | 0 | Out of Service | 0 | 520.05 | 0 | 0 | 0 | 1 | 0 | 520.05 | 0 | 0 | 0 | 0 | 0 | 1 | 1 | 1 | 0 | 0 | Out of Service | 0 | 520.5 | 0 | 0 | 0 | 1 | 0 | 520.5 | 0 | 0 | 0 | 0 | 0 | 1 | 1 | 1 | 0 | 0 | Out of Service | 0 | 518.2 | 0 | 0 | 0 | 1 | 0 | 518.2 | 0 | 0 | 0 | 0 | 0 | 1 | 1 | 1 | 0 | 0 | Out of Service | 0 | 512.25 | 0 | 0 | 0 | 1 | 0 | 512.25 | 0 | 0 | 0 | 0 | 0 | 1 | 1 | 1 | 0 | 0 | Out of Service | 0 | 506.7 | 0 | 0 | 0 | 1 | 0 | 506.7 | 0 | 0 | 0 | 0 | 0 | 1 | 1 | 1 | 0 | 0 | Out of Service | 0 | 503.2 | 0 | 0 | 0 | 1 | 0 | 503.2 | 0 | 0 | 0 | 0 | 0 | 1 | 1 | 1 | 0 | 0 | 0 | 0 | 0 | 0 | 0 | 0 | 61 | 421 | 434 | 421 | 1021 | 1044 | 1039 | 1049 | 1054 | 1025 | 1027
| FX - 32 | FIXTANK 149 | 3101.341 | 0.06 | 18 | 24 | 12.1875 | 0.5625 | 0.1875 | 23 | 1 | N/A | N/A | Insulated | Out of Service | 0 | 503.5 | 0 | 0 | 0 | 1 | 0 | 503.5 | 0 | 0 | 0 | 0 | 0 | 1 | 1 | 1 | 0 | 0 | Out of Service | 0 | 504.3 | 0 | 0 | 0 | 1 | 0 | 504.3 | 0 | 0 | 0 | 0 | 0 | 1 | 1 | 1 | 0 | 0 | Out of Service | 0 | 505.7 | 0 | 0 | 0 | 1 | 0 | 505.7 | 0 | 0 | 0 | 0 | 0 | 1 | 1 | 1 | 0 | 0 | Out of Service | 0 | 508.2 | 0 | 0 | 0 | 1 | 0 | 508.2 | 0 | 0 | 0 | 0 | 0 | 1 | 1 | 1 | 0 | 0 | Out of Service | 0 | 512.75 | 0 | 0 | 0 | 1 | 0 | 512.75 | 0 | 0 | 0 | 0 | 0 | 1 | 1 | 1 | 0 | 0 | Out of Service | 0 | 516.55 | 0 | 0 | 0 | 1 | 0 | 516.55 | 0 | 0 | 0 | 0 | 0 | 1 | 1 | 1 | 0 | 0 | Out of Service | 0 | 520.05 | 0 | 0 | 0 | 1 | 0 | 520.05 | 0 | 0 | 0 | 0 | 0 | 1 | 1 | 1 | 0 | 0 | Out of Service | 0 | 520.5 | 0 | 0 | 0 | 1 | 0 | 520.5 | 0 | 0 | 0 | 0 | 0 | 1 | 1 | 1 | 0 | 0 | Out of Service | 0 | 518.2 | 0 | 0 | 0 | 1 | 0 | 518.2 | 0 | 0 | 0 | 0 | 0 | 1 | 1 | 1 | 0 | 0 | Out of Service | 0 | 512.25 | 0 | 0 | 0 | 1 | 0 | 512.25 | 0 | 0 | 0 | 0 | 0 | 1 | 1 | 1 | 0 | 0 | Out of Service | 0 | 506.7 | 0 | 0 | 0 | 1 | 0 | 506.7 | 0 | 0 | 0 | 0 | 0 | 1 | 1 | 1 | 0 | 0 | Out of Service | 0 | 503.2 | 0 | 0 | 0 | 1 | 0 | 503.2 | 0 | 0 | 0 | 0 | 0 | 1 | 1 | 1 | 0 | 0 | 0 | 0 | 0 | 0 | 0 | 0 | 63 | 435 | 448 | 435 | 1055 | 1078 | 1073 | 1083 | 1088 | 1059 | 1061
| FX - 33 | FIXTANK 150 | 3101.341 | 0.06 | 18 | 24 | 12.1875 | 0.5625 | 0.1875 | 23 | 1 | N/A | N/A | Insulated | Out of Service | 0 | 503.5 | 0 | 0 | 0 | 1 | 0 | 503.5 | 0 | 0 | 0 | 0 | 0 | 1 | 1 | 1 | 0 | 0 | Out of Service | 0 | 504.3 | 0 | 0 | 0 | 1 | 0 | 504.3 | 0 | 0 | 0 | 0 | 0 | 1 | 1 | 1 | 0 | 0 | Out of Service | 0 | 505.7 | 0 | 0 | 0 | 1 | 0 | 505.7 | 0 | 0 | 0 | 0 | 0 | 1 | 1 | 1 | 0 | 0 | Out of Service | 0 | 508.2 | 0 | 0 | 0 | 1 | 0 | 508.2 | 0 | 0 | 0 | 0 | 0 | 1 | 1 | 1 | 0 | 0 | Out of Service | 0 | 512.75 | 0 | 0 | 0 | 1 | 0 | 512.75 | 0 | 0 | 0 | 0 | 0 | 1 | 1 | 1 | 0 | 0 | Out of Service | 0 | 516.55 | 0 | 0 | 0 | 1 | 0 | 516.55 | 0 | 0 | 0 | 0 | 0 | 1 | 1 | 1 | 0 | 0 | Out of Service | 0 | 520.05 | 0 | 0 | 0 | 1 | 0 | 520.05 | 0 | 0 | 0 | 0 | 0 | 1 | 1 | 1 | 0 | 0 | Out of Service | 0 | 520.5 | 0 | 0 | 0 | 1 | 0 | 520.5 | 0 | 0 | 0 | 0 | 0 | 1 | 1 | 1 | 0 | 0 | Out of Service | 0 | 518.2 | 0 | 0 | 0 | 1 | 0 | 518.2 | 0 | 0 | 0 | 0 | 0 | 1 | 1 | 1 | 0 | 0 | Out of Service | 0 | 512.25 | 0 | 0 | 0 | 1 | 0 | 512.25 | 0 | 0 | 0 | 0 | 0 | 1 | 1 | 1 | 0 | 0 | Out of Service | 0 | 506.7 | 0 | 0 | 0 | 1 | 0 | 506.7 | 0 | 0 | 0 | 0 | 0 | 1 | 1 | 1 | 0 | 0 | Out of Service | 0 | 503.2 | 0 | 0 | 0 | 1 | 0 | 503.2 | 0 | 0 | 0 | 0 | 0 | 1 | 1 | 1 | 0 | 0 | 0 | 0 | 0 | 0 | 0 | 0 | 65 | 449 | 462 | 449 | 1089 | 1112 | 1107 | 1117 | 1122 | 1093 | 1095
| FX - 34 | FIXTANK 151 | 2049.8892 | 0.06 | 12 | 36 | 18.125 | 0.375 | 0.125 | 35 | 1 | N/A | N/A | Insulated | Out of Service | 0 | 503.5 | 0 | 0 | 0 | 1 | 0 | 503.5 | 0 | 0 | 0 | 0 | 0 | 1 | 1 | 1 | 0 | 0 | Out of Service | 0 | 504.3 | 0 | 0 | 0 | 1 | 0 | 504.3 | 0 | 0 | 0 | 0 | 0 | 1 | 1 | 1 | 0 | 0 | Out of Service | 0 | 505.7 | 0 | 0 | 0 | 1 | 0 | 505.7 | 0 | 0 | 0 | 0 | 0 | 1 | 1 | 1 | 0 | 0 | Out of Service | 0 | 508.2 | 0 | 0 | 0 | 1 | 0 | 508.2 | 0 | 0 | 0 | 0 | 0 | 1 | 1 | 1 | 0 | 0 | Out of Service | 0 | 512.75 | 0 | 0 | 0 | 1 | 0 | 512.75 | 0 | 0 | 0 | 0 | 0 | 1 | 1 | 1 | 0 | 0 | Out of Service | 0 | 516.55 | 0 | 0 | 0 | 1 | 0 | 516.55 | 0 | 0 | 0 | 0 | 0 | 1 | 1 | 1 | 0 | 0 | Out of Service | 0 | 520.05 | 0 | 0 | 0 | 1 | 0 | 520.05 | 0 | 0 | 0 | 0 | 0 | 1 | 1 | 1 | 0 | 0 | Out of Service | 0 | 520.5 | 0 | 0 | 0 | 1 | 0 | 520.5 | 0 | 0 | 0 | 0 | 0 | 1 | 1 | 1 | 0 | 0 | Out of Service | 0 | 518.2 | 0 | 0 | 0 | 1 | 0 | 518.2 | 0 | 0 | 0 | 0 | 0 | 1 | 1 | 1 | 0 | 0 | Out of Service | 0 | 512.25 | 0 | 0 | 0 | 1 | 0 | 512.25 | 0 | 0 | 0 | 0 | 0 | 1 | 1 | 1 | 0 | 0 | Out of Service | 0 | 506.7 | 0 | 0 | 0 | 1 | 0 | 506.7 | 0 | 0 | 0 | 0 | 0 | 1 | 1 | 1 | 0 | 0 | Out of Service | 0 | 503.2 | 0 | 0 | 0 | 1 | 0 | 503.2 | 0 | 0 | 0 | 0 | 0 | 1 | 1 | 1 | 0 | 0 | 0 | 0 | 0 | 0 | 0 | 0 | 67 | 463 | 476 | 463 | 1123 | 1146 | 1141 | 1151 | 1156 | 1127 | 1129
| FX - 35 | FIXTANK 152 | 2049.8892 | 0.06 | 12 | 36 | 18.125 | 0.375 | 0.125 | 35 | 1 | N/A | N/A | Insulated | Out of Service | 0 | 503.5 | 0 | 0 | 0 | 1 | 0 | 503.5 | 0 | 0 | 0 | 0 | 0 | 1 | 1 | 1 | 0 | 0 | Out of Service | 0 | 504.3 | 0 | 0 | 0 | 1 | 0 | 504.3 | 0 | 0 | 0 | 0 | 0 | 1 | 1 | 1 | 0 | 0 | Out of Service | 0 | 505.7 | 0 | 0 | 0 | 1 | 0 | 505.7 | 0 | 0 | 0 | 0 | 0 | 1 | 1 | 1 | 0 | 0 | Out of Service | 0 | 508.2 | 0 | 0 | 0 | 1 | 0 | 508.2 | 0 | 0 | 0 | 0 | 0 | 1 | 1 | 1 | 0 | 0 | Out of Service | 0 | 512.75 | 0 | 0 | 0 | 1 | 0 | 512.75 | 0 | 0 | 0 | 0 | 0 | 1 | 1 | 1 | 0 | 0 | Out of Service | 0 | 516.55 | 0 | 0 | 0 | 1 | 0 | 516.55 | 0 | 0 | 0 | 0 | 0 | 1 | 1 | 1 | 0 | 0 | Out of Service | 0 | 520.05 | 0 | 0 | 0 | 1 | 0 | 520.05 | 0 | 0 | 0 | 0 | 0 | 1 | 1 | 1 | 0 | 0 | Out of Service | 0 | 520.5 | 0 | 0 | 0 | 1 | 0 | 520.5 | 0 | 0 | 0 | 0 | 0 | 1 | 1 | 1 | 0 | 0 | Out of Service | 0 | 518.2 | 0 | 0 | 0 | 1 | 0 | 518.2 | 0 | 0 | 0 | 0 | 0 | 1 | 1 | 1 | 0 | 0 | Out of Service | 0 | 512.25 | 0 | 0 | 0 | 1 | 0 | 512.25 | 0 | 0 | 0 | 0 | 0 | 1 | 1 | 1 | 0 | 0 | Out of Service | 0 | 506.7 | 0 | 0 | 0 | 1 | 0 | 506.7 | 0 | 0 | 0 | 0 | 0 | 1 | 1 | 1 | 0 | 0 | Out of Service | 0 | 503.2 | 0 | 0 | 0 | 1 | 0 | 503.2 | 0 | 0 | 0 | 0 | 0 | 1 | 1 | 1 | 0 | 0 | 0 | 0 | 0 | 0 | 0 | 0 | 69 | 477 | 490 | 477 | 1157 | 1180 | 1175 | 1185 | 1190 | 1161 | 1163
| FX - 36 | FIXTANK 157 | 2592.403 | 0.06 | 18 | 20 | 10.1875 | 0.5625 | 0.1875 | 19 | 1 | N/A | N/A | Insulated | Out of Service | 0 | 503.5 | 0 | 0 | 0 | 1 | 0 | 503.5 | 0 | 0 | 0 | 0 | 0 | 1 | 1 | 1 | 0 | 0 | Out of Service | 0 | 504.3 | 0 | 0 | 0 | 1 | 0 | 504.3 | 0 | 0 | 0 | 0 | 0 | 1 | 1 | 1 | 0 | 0 | Out of Service | 0 | 505.7 | 0 | 0 | 0 | 1 | 0 | 505.7 | 0 | 0 | 0 | 0 | 0 | 1 | 1 | 1 | 0 | 0 | Out of Service | 0 | 508.2 | 0 | 0 | 0 | 1 | 0 | 508.2 | 0 | 0 | 0 | 0 | 0 | 1 | 1 | 1 | 0 | 0 | Out of Service | 0 | 512.75 | 0 | 0 | 0 | 1 | 0 | 512.75 | 0 | 0 | 0 | 0 | 0 | 1 | 1 | 1 | 0 | 0 | Out of Service | 0 | 516.55 | 0 | 0 | 0 | 1 | 0 | 516.55 | 0 | 0 | 0 | 0 | 0 | 1 | 1 | 1 | 0 | 0 | Out of Service | 0 | 520.05 | 0 | 0 | 0 | 1 | 0 | 520.05 | 0 | 0 | 0 | 0 | 0 | 1 | 1 | 1 | 0 | 0 | Out of Service | 0 | 520.5 | 0 | 0 | 0 | 1 | 0 | 520.5 | 0 | 0 | 0 | 0 | 0 | 1 | 1 | 1 | 0 | 0 | Out of Service | 0 | 518.2 | 0 | 0 | 0 | 1 | 0 | 518.2 | 0 | 0 | 0 | 0 | 0 | 1 | 1 | 1 | 0 | 0 | Out of Service | 0 | 512.25 | 0 | 0 | 0 | 1 | 0 | 512.25 | 0 | 0 | 0 | 0 | 0 | 1 | 1 | 1 | 0 | 0 | Out of Service | 0 | 506.7 | 0 | 0 | 0 | 1 | 0 | 506.7 | 0 | 0 | 0 | 0 | 0 | 1 | 1 | 1 | 0 | 0 | Out of Service | 0 | 503.2 | 0 | 0 | 0 | 1 | 0 | 503.2 | 0 | 0 | 0 | 0 | 0 | 1 | 1 | 1 | 0 | 0 | 0 | 0 | 0 | 0 | 0 | 0 | 71 | 491 | 504 | 491 | 1191 | 1214 | 1209 | 1219 | 1224 | 1195 | 1197
| FX - 37 | FIXTANK 158 | 3101.341 | 0.06 | 18 | 24 | 12.1875 | 0.5625 | 0.1875 | 23 | 1 | N/A | N/A | Insulated | Out of Service | 0 | 503.5 | 0 | 0 | 0 | 1 | 0 | 503.5 | 0 | 0 | 0 | 0 | 0 | 1 | 1 | 1 | 0 | 0 | Out of Service | 0 | 504.3 | 0 | 0 | 0 | 1 | 0 | 504.3 | 0 | 0 | 0 | 0 | 0 | 1 | 1 | 1 | 0 | 0 | Out of Service | 0 | 505.7 | 0 | 0 | 0 | 1 | 0 | 505.7 | 0 | 0 | 0 | 0 | 0 | 1 | 1 | 1 | 0 | 0 | Out of Service | 0 | 508.2 | 0 | 0 | 0 | 1 | 0 | 508.2 | 0 | 0 | 0 | 0 | 0 | 1 | 1 | 1 | 0 | 0 | Out of Service | 0 | 512.75 | 0 | 0 | 0 | 1 | 0 | 512.75 | 0 | 0 | 0 | 0 | 0 | 1 | 1 | 1 | 0 | 0 | Out of Service | 0 | 516.55 | 0 | 0 | 0 | 1 | 0 | 516.55 | 0 | 0 | 0 | 0 | 0 | 1 | 1 | 1 | 0 | 0 | Out of Service | 0 | 520.05 | 0 | 0 | 0 | 1 | 0 | 520.05 | 0 | 0 | 0 | 0 | 0 | 1 | 1 | 1 | 0 | 0 | Out of Service | 0 | 520.5 | 0 | 0 | 0 | 1 | 0 | 520.5 | 0 | 0 | 0 | 0 | 0 | 1 | 1 | 1 | 0 | 0 | Out of Service | 0 | 518.2 | 0 | 0 | 0 | 1 | 0 | 518.2 | 0 | 0 | 0 | 0 | 0 | 1 | 1 | 1 | 0 | 0 | Out of Service | 0 | 512.25 | 0 | 0 | 0 | 1 | 0 | 512.25 | 0 | 0 | 0 | 0 | 0 | 1 | 1 | 1 | 0 | 0 | Out of Service | 0 | 506.7 | 0 | 0 | 0 | 1 | 0 | 506.7 | 0 | 0 | 0 | 0 | 0 | 1 | 1 | 1 | 0 | 0 | Out of Service | 0 | 503.2 | 0 | 0 | 0 | 1 | 0 | 503.2 | 0 | 0 | 0 | 0 | 0 | 1 | 1 | 1 | 0 | 0 | 0 | 0 | 0 | 0 | 0 | 0 | 73 | 505 | 518 | 505 | 1225 | 1248 | 1243 | 1253 | 1258 | 1229 | 1231
| FX - 38 | FIXTANK 166 | 2678.3305 | 0.06 | 15 | 30 | 15.1562 | 0.46875 | 0.15625 | 29 | 1 | N/A | N/A | Insulated | Jet kerosene | 0 | 503.5 | 0 | 0.0047396 | 0 | 0.99621 | 130 | 503.5 | 0.00011404 | 0 | 944 | 5299.616 | 1.0711 | 1 | 1 | 1 | 0.60435 | 0.60435 | Jet kerosene | 0 | 504.3 | 0 | 0.0048749 | 0 | 0.9961 | 130 | 504.3 | 0.00011711 | 0 | 944 | 5299.616 | 1.0711 | 1 | 1 | 1 | 0.62061 | 0.62061 | Jet kerosene | 0 | 505.7 | 0 | 0.0051199 | 0 | 0.9959 | 130 | 505.7 | 0.00012265 | 0 | 944 | 5299.616 | 1.0711 | 1 | 1 | 1 | 0.65 | 0.65 | Jet kerosene | 0 | 508.2 | 0 | 0.0055847 | 0 | 0.99553 | 130 | 508.2 | 0.00013313 | 0 | 944 | 5299.616 | 1.0711 | 1 | 1 | 1 | 0.70553 | 0.70553 | Jet kerosene | 0 | 512.75 | 0 | 0.0065274 | 0 | 0.99478 | 130 | 512.75 | 0.00015422 | 0 | 944 | 5299.616 | 1.0711 | 1 | 1 | 1 | 0.8173 | 0.8173 | Jet kerosene | 0 | 516.55 | 0 | 0.00742 | 0 | 0.99408 | 130 | 516.55 | 0.00017402 | 0 | 944 | 5299.616 | 1.0711 | 1 | 1 | 1 | 0.92222 | 0.92222 | Jet kerosene | 0 | 520.05 | 0 | 0.0083358 | 0 | 0.99335 | 130 | 520.05 | 0.00019418 | 0 | 944 | 5299.616 | 1.0711 | 1 | 1 | 1 | 1.0291 | 1.0291 | Jet kerosene | 0 | 520.5 | 0 | 0.0084605 | 0 | 0.99325 | 130 | 520.5 | 0.00019692 | 0 | 944 | 5299.616 | 1.0711 | 1 | 1 | 1 | 1.0436 | 1.0436 | Jet kerosene | 0 | 518.2 | 0 | 0.00784 | 0 | 0.99374 | 130 | 518.2 | 0.00018328 | 0 | 944 | 5299.616 | 1.0711 | 1 | 1 | 1 | 0.97133 | 0.97133 | Jet kerosene | 0 | 512.25 | 0 | 0.0064173 | 0 | 0.99487 | 130 | 512.25 | 0.00015177 | 0 | 944 | 5299.616 | 1.0711 | 1 | 1 | 1 | 0.80431 | 0.80431 | Jet kerosene | 0 | 506.7 | 0 | 0.0053015 | 0 | 0.99576 | 130 | 506.7 | 0.00012675 | 0 | 944 | 5299.616 | 1.0711 | 1 | 1 | 1 | 0.67173 | 0.67173 | Jet kerosene | 0 | 503.2 | 0 | 0.0046897 | 0 | 0.99625 | 130 | 503.2 | 0.0001129 | 0 | 944 | 5299.616 | 1.0711 | 1 | 1 | 1 | 0.59835 | 0.59835 | 0 | 0 | 9.4384 | 0.0047192 | 9.4384 | 0.0047192 | 75 | 519 | 532 | 519 | 1259 | 1282 | 1277 | 1287 | 1292 | 1263 | 1265
| FX - 39 | FIXTANK 167 | 2678.3305 | 0.06 | 15 | 30 | 15.1562 | 0.46875 | 0.15625 | 29 | 1 | N/A | N/A | Insulated | Jet kerosene | 0 | 503.5 | 0 | 0.0047396 | 0 | 0.99621 | 130 | 503.5 | 0.00011404 | 0 | 944 | 5299.616 | 1.0711 | 1 | 1 | 1 | 0.60435 | 0.60435 | Jet kerosene | 0 | 504.3 | 0 | 0.0048749 | 0 | 0.9961 | 130 | 504.3 | 0.00011711 | 0 | 944 | 5299.616 | 1.0711 | 1 | 1 | 1 | 0.62061 | 0.62061 | Jet kerosene | 0 | 505.7 | 0 | 0.0051199 | 0 | 0.9959 | 130 | 505.7 | 0.00012265 | 0 | 944 | 5299.616 | 1.0711 | 1 | 1 | 1 | 0.65 | 0.65 | Jet kerosene | 0 | 508.2 | 0 | 0.0055847 | 0 | 0.99553 | 130 | 508.2 | 0.00013313 | 0 | 944 | 5299.616 | 1.0711 | 1 | 1 | 1 | 0.70553 | 0.70553 | Jet kerosene | 0 | 512.75 | 0 | 0.0065274 | 0 | 0.99478 | 130 | 512.75 | 0.00015422 | 0 | 944 | 5299.616 | 1.0711 | 1 | 1 | 1 | 0.8173 | 0.8173 | Jet kerosene | 0 | 516.55 | 0 | 0.00742 | 0 | 0.99408 | 130 | 516.55 | 0.00017402 | 0 | 944 | 5299.616 | 1.0711 | 1 | 1 | 1 | 0.92222 | 0.92222 | Jet kerosene | 0 | 520.05 | 0 | 0.0083358 | 0 | 0.99335 | 130 | 520.05 | 0.00019418 | 0 | 944 | 5299.616 | 1.0711 | 1 | 1 | 1 | 1.0291 | 1.0291 | Jet kerosene | 0 | 520.5 | 0 | 0.0084605 | 0 | 0.99325 | 130 | 520.5 | 0.00019692 | 0 | 944 | 5299.616 | 1.0711 | 1 | 1 | 1 | 1.0436 | 1.0436 | Jet kerosene | 0 | 518.2 | 0 | 0.00784 | 0 | 0.99374 | 130 | 518.2 | 0.00018328 | 0 | 944 | 5299.616 | 1.0711 | 1 | 1 | 1 | 0.97133 | 0.97133 | Jet kerosene | 0 | 512.25 | 0 | 0.0064173 | 0 | 0.99487 | 130 | 512.25 | 0.00015177 | 0 | 944 | 5299.616 | 1.0711 | 1 | 1 | 1 | 0.80431 | 0.80431 | Jet kerosene | 0 | 506.7 | 0 | 0.0053015 | 0 | 0.99576 | 130 | 506.7 | 0.00012675 | 0 | 944 | 5299.616 | 1.0711 | 1 | 1 | 1 | 0.67173 | 0.67173 | Jet kerosene | 0 | 503.2 | 0 | 0.0046897 | 0 | 0.99625 | 130 | 503.2 | 0.0001129 | 0 | 944 | 5299.616 | 1.0711 | 1 | 1 | 1 | 0.59835 | 0.59835 | 0 | 0 | 9.4384 | 0.0047192 | 9.4384 | 0.0047192 | 77 | 533 | 546 | 533 | 1293 | 1316 | 1311 | 1321 | 1326 | 1297 | 1299
| FX - 40 | FIXTANK 168 | 2678.3305 | 0.06 | 15 | 30 | 15.1562 | 0.46875 | 0.15625 | 29 | 1 | N/A | N/A | Insulated | Jet kerosene | 0 | 503.5 | 0 | 0.0047396 | 0 | 0.99621 | 130 | 503.5 | 0.00011404 | 0 | 944 | 5299.616 | 1.0711 | 1 | 1 | 1 | 0.60435 | 0.60435 | Jet kerosene | 0 | 504.3 | 0 | 0.0048749 | 0 | 0.9961 | 130 | 504.3 | 0.00011711 | 0 | 944 | 5299.616 | 1.0711 | 1 | 1 | 1 | 0.62061 | 0.62061 | Jet kerosene | 0 | 505.7 | 0 | 0.0051199 | 0 | 0.9959 | 130 | 505.7 | 0.00012265 | 0 | 944 | 5299.616 | 1.0711 | 1 | 1 | 1 | 0.65 | 0.65 | Jet kerosene | 0 | 508.2 | 0 | 0.0055847 | 0 | 0.99553 | 130 | 508.2 | 0.00013313 | 0 | 944 | 5299.616 | 1.0711 | 1 | 1 | 1 | 0.70553 | 0.70553 | Jet kerosene | 0 | 512.75 | 0 | 0.0065274 | 0 | 0.99478 | 130 | 512.75 | 0.00015422 | 0 | 944 | 5299.616 | 1.0711 | 1 | 1 | 1 | 0.8173 | 0.8173 | Jet kerosene | 0 | 516.55 | 0 | 0.00742 | 0 | 0.99408 | 130 | 516.55 | 0.00017402 | 0 | 944 | 5299.616 | 1.0711 | 1 | 1 | 1 | 0.92222 | 0.92222 | Jet kerosene | 0 | 520.05 | 0 | 0.0083358 | 0 | 0.99335 | 130 | 520.05 | 0.00019418 | 0 | 944 | 5299.616 | 1.0711 | 1 | 1 | 1 | 1.0291 | 1.0291 | Jet kerosene | 0 | 520.5 | 0 | 0.0084605 | 0 | 0.99325 | 130 | 520.5 | 0.00019692 | 0 | 944 | 5299.616 | 1.0711 | 1 | 1 | 1 | 1.0436 | 1.0436 | Jet kerosene | 0 | 518.2 | 0 | 0.00784 | 0 | 0.99374 | 130 | 518.2 | 0.00018328 | 0 | 944 | 5299.616 | 1.0711 | 1 | 1 | 1 | 0.97133 | 0.97133 | Jet kerosene | 0 | 512.25 | 0 | 0.0064173 | 0 | 0.99487 | 130 | 512.25 | 0.00015177 | 0 | 944 | 5299.616 | 1.0711 | 1 | 1 | 1 | 0.80431 | 0.80431 | Jet kerosene | 0 | 506.7 | 0 | 0.0053015 | 0 | 0.99576 | 130 | 506.7 | 0.00012675 | 0 | 944 | 5299.616 | 1.0711 | 1 | 1 | 1 | 0.67173 | 0.67173 | Jet kerosene | 0 | 503.2 | 0 | 0.0046897 | 0 | 0.99625 | 130 | 503.2 | 0.0001129 | 0 | 944 | 5299.616 | 1.0711 | 1 | 1 | 1 | 0.59835 | 0.59835 | 0 | 0 | 9.4384 | 0.0047192 | 9.4384 | 0.0047192 | 79 | 547 | 560 | 547 | 1327 | 1350 | 1345 | 1355 | 1360 | 1331 | 1333
| FX - 41 | FIXTANK 169 | 1618.0429 | 0.06 | 15 | 18 | 9.1562 | 0.46875 | 0.15625 | 17 | 1 | N/A | N/A | Insulated | Jet kerosene | 0 | 503.5 | 0 | 0.0047396 | 0 | 0.99771 | 130 | 503.5 | 0.00011404 | 0 | 566 | 3177.524 | 1.1238 | 1 | 1 | 1 | 0.36235 | 0.36235 | Jet kerosene | 0 | 504.3 | 0 | 0.0048749 | 0 | 0.99764 | 130 | 504.3 | 0.00011711 | 0 | 566 | 3177.524 | 1.1238 | 1 | 1 | 1 | 0.37211 | 0.37211 | Jet kerosene | 0 | 505.7 | 0 | 0.0051199 | 0 | 0.99752 | 130 | 505.7 | 0.00012265 | 0 | 566 | 3177.524 | 1.1238 | 1 | 1 | 1 | 0.38973 | 0.38973 | Jet kerosene | 0 | 508.2 | 0 | 0.0055847 | 0 | 0.9973 | 130 | 508.2 | 0.00013313 | 0 | 566 | 3177.524 | 1.1238 | 1 | 1 | 1 | 0.42302 | 0.42302 | Jet kerosene | 0 | 512.75 | 0 | 0.0065274 | 0 | 0.99684 | 130 | 512.75 | 0.00015422 | 0 | 566 | 3177.524 | 1.1238 | 1 | 1 | 1 | 0.49003 | 0.49003 | Jet kerosene | 0 | 516.55 | 0 | 0.00742 | 0 | 0.99641 | 130 | 516.55 | 0.00017402 | 0 | 566 | 3177.524 | 1.1238 | 1 | 1 | 1 | 0.55294 | 0.55294 | Jet kerosene | 0 | 520.05 | 0 | 0.0083358 | 0 | 0.99597 | 130 | 520.05 | 0.00019418 | 0 | 566 | 3177.524 | 1.1238 | 1 | 1 | 1 | 0.61701 | 0.61701 | Jet kerosene | 0 | 520.5 | 0 | 0.0084605 | 0 | 0.99591 | 130 | 520.5 | 0.00019692 | 0 | 566 | 3177.524 | 1.1238 | 1 | 1 | 1 | 0.6257 | 0.6257 | Jet kerosene | 0 | 518.2 | 0 | 0.00784 | 0 | 0.99621 | 130 | 518.2 | 0.00018328 | 0 | 566 | 3177.524 | 1.1238 | 1 | 1 | 1 | 0.58238 | 0.58238 | Jet kerosene | 0 | 512.25 | 0 | 0.0064173 | 0 | 0.9969 | 130 | 512.25 | 0.00015177 | 0 | 566 | 3177.524 | 1.1238 | 1 | 1 | 1 | 0.48224 | 0.48224 | Jet kerosene | 0 | 506.7 | 0 | 0.0053015 | 0 | 0.99743 | 130 | 506.7 | 0.00012675 | 0 | 566 | 3177.524 | 1.1238 | 1 | 1 | 1 | 0.40276 | 0.40276 | Jet kerosene | 0 | 503.2 | 0 | 0.0046897 | 0 | 0.99773 | 130 | 503.2 | 0.0001129 | 0 | 566 | 3177.524 | 1.1238 | 1 | 1 | 1 | 0.35875 | 0.35875 | 0 | 0 | 5.659 | 0.0028295 | 5.659 | 0.0028295 | 81 | 561 | 574 | 561 | 1361 | 1384 | 1379 | 1389 | 1394 | 1365 | 1367
| FX - 42 | FIXTANK 170 | 9160.8842 | 0.06 | 24 | 40 | 20.25 | 0.75 | 0.25 | 39 | 1 | N/A | N/A | Insulated | Jet kerosene | 0 | 503.5 | 0 | 0.0047396 | 0 | 0.99494 | 130 | 503.5 | 0.00011404 | 0 | 3223 | 18093.922 | 1.0525 | 1 | 1 | 1 | 2.0634 | 2.0634 | Jet kerosene | 0 | 504.3 | 0 | 0.0048749 | 0 | 0.9948 | 130 | 504.3 | 0.00011711 | 0 | 3223 | 18093.922 | 1.0525 | 1 | 1 | 1 | 2.1189 | 2.1189 | Jet kerosene | 0 | 505.7 | 0 | 0.0051199 | 0 | 0.99454 | 130 | 505.7 | 0.00012265 | 0 | 3223 | 18093.922 | 1.0525 | 1 | 1 | 1 | 2.2192 | 2.2192 | Jet kerosene | 0 | 508.2 | 0 | 0.0055847 | 0 | 0.99404 | 130 | 508.2 | 0.00013313 | 0 | 3223 | 18093.922 | 1.0525 | 1 | 1 | 1 | 2.4088 | 2.4088 | Jet kerosene | 0 | 512.75 | 0 | 0.0065274 | 0 | 0.99304 | 130 | 512.75 | 0.00015422 | 0 | 3223 | 18093.922 | 1.0525 | 1 | 1 | 1 | 2.7904 | 2.7904 | Jet kerosene | 0 | 516.55 | 0 | 0.00742 | 0 | 0.9921 | 130 | 516.55 | 0.00017402 | 0 | 3223 | 18093.922 | 1.0525 | 1 | 1 | 1 | 3.1487 | 3.1487 | Jet kerosene | 0 | 520.05 | 0 | 0.0083358 | 0 | 0.99113 | 130 | 520.05 | 0.00019418 | 0 | 3223 | 18093.922 | 1.0525 | 1 | 1 | 1 | 3.5135 | 3.5135 | Jet kerosene | 0 | 520.5 | 0 | 0.0084605 | 0 | 0.991 | 130 | 520.5 | 0.00019692 | 0 | 3223 | 18093.922 | 1.0525 | 1 | 1 | 1 | 3.563 | 3.563 | Jet kerosene | 0 | 518.2 | 0 | 0.00784 | 0 | 0.99166 | 130 | 518.2 | 0.00018328 | 0 | 3223 | 18093.922 | 1.0525 | 1 | 1 | 1 | 3.3163 | 3.3163 | Jet kerosene | 0 | 512.25 | 0 | 0.0064173 | 0 | 0.99316 | 130 | 512.25 | 0.00015177 | 0 | 3223 | 18093.922 | 1.0525 | 1 | 1 | 1 | 2.7461 | 2.7461 | Jet kerosene | 0 | 506.7 | 0 | 0.0053015 | 0 | 0.99434 | 130 | 506.7 | 0.00012675 | 0 | 3223 | 18093.922 | 1.0525 | 1 | 1 | 1 | 2.2934 | 2.2934 | Jet kerosene | 0 | 503.2 | 0 | 0.0046897 | 0 | 0.99499 | 130 | 503.2 | 0.0001129 | 0 | 3223 | 18093.922 | 1.0525 | 1 | 1 | 1 | 2.0429 | 2.0429 | 0 | 0 | 32.2245 | 0.016112 | 32.2245 | 0.016112 | 83 | 575 | 588 | 575 | 1395 | 1418 | 1413 | 1423 | 1428 | 1399 | 1401
| FX - 43 | FIXTANK 171 | 9160.8842 | 0.06 | 24 | 40 | 20.25 | 0.75 | 0.25 | 39 | 1 | N/A | N/A | Insulated | Jet kerosene | 0 | 503.5 | 0 | 0.0047396 | 0 | 0.99494 | 130 | 503.5 | 0.00011404 | 0 | 3223 | 18093.922 | 1.0525 | 1 | 1 | 1 | 2.0634 | 2.0634 | Jet kerosene | 0 | 504.3 | 0 | 0.0048749 | 0 | 0.9948 | 130 | 504.3 | 0.00011711 | 0 | 3223 | 18093.922 | 1.0525 | 1 | 1 | 1 | 2.1189 | 2.1189 | Jet kerosene | 0 | 505.7 | 0 | 0.0051199 | 0 | 0.99454 | 130 | 505.7 | 0.00012265 | 0 | 3223 | 18093.922 | 1.0525 | 1 | 1 | 1 | 2.2192 | 2.2192 | Jet kerosene | 0 | 508.2 | 0 | 0.0055847 | 0 | 0.99404 | 130 | 508.2 | 0.00013313 | 0 | 3223 | 18093.922 | 1.0525 | 1 | 1 | 1 | 2.4088 | 2.4088 | Jet kerosene | 0 | 512.75 | 0 | 0.0065274 | 0 | 0.99304 | 130 | 512.75 | 0.00015422 | 0 | 3223 | 18093.922 | 1.0525 | 1 | 1 | 1 | 2.7904 | 2.7904 | Jet kerosene | 0 | 516.55 | 0 | 0.00742 | 0 | 0.9921 | 130 | 516.55 | 0.00017402 | 0 | 3223 | 18093.922 | 1.0525 | 1 | 1 | 1 | 3.1487 | 3.1487 | Jet kerosene | 0 | 520.05 | 0 | 0.0083358 | 0 | 0.99113 | 130 | 520.05 | 0.00019418 | 0 | 3223 | 18093.922 | 1.0525 | 1 | 1 | 1 | 3.5135 | 3.5135 | Jet kerosene | 0 | 520.5 | 0 | 0.0084605 | 0 | 0.991 | 130 | 520.5 | 0.00019692 | 0 | 3223 | 18093.922 | 1.0525 | 1 | 1 | 1 | 3.563 | 3.563 | Jet kerosene | 0 | 518.2 | 0 | 0.00784 | 0 | 0.99166 | 130 | 518.2 | 0.00018328 | 0 | 3223 | 18093.922 | 1.0525 | 1 | 1 | 1 | 3.3163 | 3.3163 | Jet kerosene | 0 | 512.25 | 0 | 0.0064173 | 0 | 0.99316 | 130 | 512.25 | 0.00015177 | 0 | 3223 | 18093.922 | 1.0525 | 1 | 1 | 1 | 2.7461 | 2.7461 | Jet kerosene | 0 | 506.7 | 0 | 0.0053015 | 0 | 0.99434 | 130 | 506.7 | 0.00012675 | 0 | 3223 | 18093.922 | 1.0525 | 1 | 1 | 1 | 2.2934 | 2.2934 | Jet kerosene | 0 | 503.2 | 0 | 0.0046897 | 0 | 0.99499 | 130 | 503.2 | 0.0001129 | 0 | 3223 | 18093.922 | 1.0525 | 1 | 1 | 1 | 2.0429 | 2.0429 | 0 | 0 | 32.2245 | 0.016112 | 32.2245 | 0.016112 | 85 | 589 | 602 | 589 | 1429 | 1452 | 1447 | 1457 | 1462 | 1433 | 1435
| FX - 44 | FIXTANK 172 | 9160.8842 | 0.06 | 24 | 40 | 20.25 | 0.75 | 0.25 | 39 | 1 | N/A | N/A | Insulated | Jet kerosene | 0 | 503.5 | 0 | 0.0047396 | 0 | 0.99494 | 130 | 503.5 | 0.00011404 | 0 | 3223 | 18093.922 | 1.0525 | 1 | 1 | 1 | 2.0634 | 2.0634 | Jet kerosene | 0 | 504.3 | 0 | 0.0048749 | 0 | 0.9948 | 130 | 504.3 | 0.00011711 | 0 | 3223 | 18093.922 | 1.0525 | 1 | 1 | 1 | 2.1189 | 2.1189 | Jet kerosene | 0 | 505.7 | 0 | 0.0051199 | 0 | 0.99454 | 130 | 505.7 | 0.00012265 | 0 | 3223 | 18093.922 | 1.0525 | 1 | 1 | 1 | 2.2192 | 2.2192 | Jet kerosene | 0 | 508.2 | 0 | 0.0055847 | 0 | 0.99404 | 130 | 508.2 | 0.00013313 | 0 | 3223 | 18093.922 | 1.0525 | 1 | 1 | 1 | 2.4088 | 2.4088 | Jet kerosene | 0 | 512.75 | 0 | 0.0065274 | 0 | 0.99304 | 130 | 512.75 | 0.00015422 | 0 | 3223 | 18093.922 | 1.0525 | 1 | 1 | 1 | 2.7904 | 2.7904 | Jet kerosene | 0 | 516.55 | 0 | 0.00742 | 0 | 0.9921 | 130 | 516.55 | 0.00017402 | 0 | 3223 | 18093.922 | 1.0525 | 1 | 1 | 1 | 3.1487 | 3.1487 | Jet kerosene | 0 | 520.05 | 0 | 0.0083358 | 0 | 0.99113 | 130 | 520.05 | 0.00019418 | 0 | 3223 | 18093.922 | 1.0525 | 1 | 1 | 1 | 3.5135 | 3.5135 | Jet kerosene | 0 | 520.5 | 0 | 0.0084605 | 0 | 0.991 | 130 | 520.5 | 0.00019692 | 0 | 3223 | 18093.922 | 1.0525 | 1 | 1 | 1 | 3.563 | 3.563 | Jet kerosene | 0 | 518.2 | 0 | 0.00784 | 0 | 0.99166 | 130 | 518.2 | 0.00018328 | 0 | 3223 | 18093.922 | 1.0525 | 1 | 1 | 1 | 3.3163 | 3.3163 | Jet kerosene | 0 | 512.25 | 0 | 0.0064173 | 0 | 0.99316 | 130 | 512.25 | 0.00015177 | 0 | 3223 | 18093.922 | 1.0525 | 1 | 1 | 1 | 2.7461 | 2.7461 | Jet kerosene | 0 | 506.7 | 0 | 0.0053015 | 0 | 0.99434 | 130 | 506.7 | 0.00012675 | 0 | 3223 | 18093.922 | 1.0525 | 1 | 1 | 1 | 2.2934 | 2.2934 | Jet kerosene | 0 | 503.2 | 0 | 0.0046897 | 0 | 0.99499 | 130 | 503.2 | 0.0001129 | 0 | 3223 | 18093.922 | 1.0525 | 1 | 1 | 1 | 2.0429 | 2.0429 | 0 | 0 | 32.2245 | 0.016112 | 32.2245 | 0.016112 | 87 | 603 | 616 | 603 | 1463 | 1486 | 1481 | 1491 | 1496 | 1467 | 1469
| FX - 45 | FIXTANK 173 | 9160.8842 | 0.06 | 24 | 40 | 20.25 | 0.75 | 0.25 | 39 | 1 | N/A | N/A | Insulated | Jet kerosene | 0 | 503.5 | 0 | 0.0047396 | 0 | 0.99494 | 130 | 503.5 | 0.00011404 | 0 | 3223 | 18093.922 | 1.0525 | 1 | 1 | 1 | 2.0634 | 2.0634 | Jet kerosene | 0 | 504.3 | 0 | 0.0048749 | 0 | 0.9948 | 130 | 504.3 | 0.00011711 | 0 | 3223 | 18093.922 | 1.0525 | 1 | 1 | 1 | 2.1189 | 2.1189 | Jet kerosene | 0 | 505.7 | 0 | 0.0051199 | 0 | 0.99454 | 130 | 505.7 | 0.00012265 | 0 | 3223 | 18093.922 | 1.0525 | 1 | 1 | 1 | 2.2192 | 2.2192 | Jet kerosene | 0 | 508.2 | 0 | 0.0055847 | 0 | 0.99404 | 130 | 508.2 | 0.00013313 | 0 | 3223 | 18093.922 | 1.0525 | 1 | 1 | 1 | 2.4088 | 2.4088 | Jet kerosene | 0 | 512.75 | 0 | 0.0065274 | 0 | 0.99304 | 130 | 512.75 | 0.00015422 | 0 | 3223 | 18093.922 | 1.0525 | 1 | 1 | 1 | 2.7904 | 2.7904 | Jet kerosene | 0 | 516.55 | 0 | 0.00742 | 0 | 0.9921 | 130 | 516.55 | 0.00017402 | 0 | 3223 | 18093.922 | 1.0525 | 1 | 1 | 1 | 3.1487 | 3.1487 | Jet kerosene | 0 | 520.05 | 0 | 0.0083358 | 0 | 0.99113 | 130 | 520.05 | 0.00019418 | 0 | 3223 | 18093.922 | 1.0525 | 1 | 1 | 1 | 3.5135 | 3.5135 | Jet kerosene | 0 | 520.5 | 0 | 0.0084605 | 0 | 0.991 | 130 | 520.5 | 0.00019692 | 0 | 3223 | 18093.922 | 1.0525 | 1 | 1 | 1 | 3.563 | 3.563 | Jet kerosene | 0 | 518.2 | 0 | 0.00784 | 0 | 0.99166 | 130 | 518.2 | 0.00018328 | 0 | 3223 | 18093.922 | 1.0525 | 1 | 1 | 1 | 3.3163 | 3.3163 | Jet kerosene | 0 | 512.25 | 0 | 0.0064173 | 0 | 0.99316 | 130 | 512.25 | 0.00015177 | 0 | 3223 | 18093.922 | 1.0525 | 1 | 1 | 1 | 2.7461 | 2.7461 | Jet kerosene | 0 | 506.7 | 0 | 0.0053015 | 0 | 0.99434 | 130 | 506.7 | 0.00012675 | 0 | 3223 | 18093.922 | 1.0525 | 1 | 1 | 1 | 2.2934 | 2.2934 | Jet kerosene | 0 | 503.2 | 0 | 0.0046897 | 0 | 0.99499 | 130 | 503.2 | 0.0001129 | 0 | 3223 | 18093.922 | 1.0525 | 1 | 1 | 1 | 2.0429 | 2.0429 | 0 | 0 | 32.2245 | 0.016112 | 32.2245 | 0.016112 | 89 | 617 | 630 | 617 | 1497 | 1520 | 1515 | 1525 | 1530 | 1501 | 1503
| FX - 46 | FIXTANK 174 | 9160.8842 | 0.06 | 24 | 40 | 20.25 | 0.75 | 0.25 | 39 | 1 | N/A | N/A | Insulated | Jet kerosene | 0 | 503.5 | 0 | 0.0047396 | 0 | 0.99494 | 130 | 503.5 | 0.00011404 | 0 | 3223 | 18093.922 | 1.0525 | 1 | 1 | 1 | 2.0634 | 2.0634 | Jet kerosene | 0 | 504.3 | 0 | 0.0048749 | 0 | 0.9948 | 130 | 504.3 | 0.00011711 | 0 | 3223 | 18093.922 | 1.0525 | 1 | 1 | 1 | 2.1189 | 2.1189 | Jet kerosene | 0 | 505.7 | 0 | 0.0051199 | 0 | 0.99454 | 130 | 505.7 | 0.00012265 | 0 | 3223 | 18093.922 | 1.0525 | 1 | 1 | 1 | 2.2192 | 2.2192 | Jet kerosene | 0 | 508.2 | 0 | 0.0055847 | 0 | 0.99404 | 130 | 508.2 | 0.00013313 | 0 | 3223 | 18093.922 | 1.0525 | 1 | 1 | 1 | 2.4088 | 2.4088 | Jet kerosene | 0 | 512.75 | 0 | 0.0065274 | 0 | 0.99304 | 130 | 512.75 | 0.00015422 | 0 | 3223 | 18093.922 | 1.0525 | 1 | 1 | 1 | 2.7904 | 2.7904 | Jet kerosene | 0 | 516.55 | 0 | 0.00742 | 0 | 0.9921 | 130 | 516.55 | 0.00017402 | 0 | 3223 | 18093.922 | 1.0525 | 1 | 1 | 1 | 3.1487 | 3.1487 | Jet kerosene | 0 | 520.05 | 0 | 0.0083358 | 0 | 0.99113 | 130 | 520.05 | 0.00019418 | 0 | 3223 | 18093.922 | 1.0525 | 1 | 1 | 1 | 3.5135 | 3.5135 | Jet kerosene | 0 | 520.5 | 0 | 0.0084605 | 0 | 0.991 | 130 | 520.5 | 0.00019692 | 0 | 3223 | 18093.922 | 1.0525 | 1 | 1 | 1 | 3.563 | 3.563 | Jet kerosene | 0 | 518.2 | 0 | 0.00784 | 0 | 0.99166 | 130 | 518.2 | 0.00018328 | 0 | 3223 | 18093.922 | 1.0525 | 1 | 1 | 1 | 3.3163 | 3.3163 | Jet kerosene | 0 | 512.25 | 0 | 0.0064173 | 0 | 0.99316 | 130 | 512.25 | 0.00015177 | 0 | 3223 | 18093.922 | 1.0525 | 1 | 1 | 1 | 2.7461 | 2.7461 | Jet kerosene | 0 | 506.7 | 0 | 0.0053015 | 0 | 0.99434 | 130 | 506.7 | 0.00012675 | 0 | 3223 | 18093.922 | 1.0525 | 1 | 1 | 1 | 2.2934 | 2.2934 | Jet kerosene | 0 | 503.2 | 0 | 0.0046897 | 0 | 0.99499 | 130 | 503.2 | 0.0001129 | 0 | 3223 | 18093.922 | 1.0525 | 1 | 1 | 1 | 2.0429 | 2.0429 | 0 | 0 | 32.2245 | 0.016112 | 32.2245 | 0.016112 | 91 | 631 | 644 | 631 | 1531 | 1554 | 1549 | 1559 | 1564 | 1535 | 1537
| FX - 47 | FIXTANK 176 | 2810.8664 | 0.06 | 15 | 31.5 | 15.9062 | 0.46875 | 0.15625 | 30.5 | 1 | N/A | N/A | Insulated | Out of Service | 0 | 503.5 | 0 | 0 | 0 | 1 | 0 | 503.5 | 0 | 0 | 0 | 0 | 0 | 1 | 1 | 1 | 0 | 0 | Out of Service | 0 | 504.3 | 0 | 0 | 0 | 1 | 0 | 504.3 | 0 | 0 | 0 | 0 | 0 | 1 | 1 | 1 | 0 | 0 | Out of Service | 0 | 505.7 | 0 | 0 | 0 | 1 | 0 | 505.7 | 0 | 0 | 0 | 0 | 0 | 1 | 1 | 1 | 0 | 0 | Out of Service | 0 | 508.2 | 0 | 0 | 0 | 1 | 0 | 508.2 | 0 | 0 | 0 | 0 | 0 | 1 | 1 | 1 | 0 | 0 | Out of Service | 0 | 512.75 | 0 | 0 | 0 | 1 | 0 | 512.75 | 0 | 0 | 0 | 0 | 0 | 1 | 1 | 1 | 0 | 0 | Out of Service | 0 | 516.55 | 0 | 0 | 0 | 1 | 0 | 516.55 | 0 | 0 | 0 | 0 | 0 | 1 | 1 | 1 | 0 | 0 | Out of Service | 0 | 520.05 | 0 | 0 | 0 | 1 | 0 | 520.05 | 0 | 0 | 0 | 0 | 0 | 1 | 1 | 1 | 0 | 0 | Out of Service | 0 | 520.5 | 0 | 0 | 0 | 1 | 0 | 520.5 | 0 | 0 | 0 | 0 | 0 | 1 | 1 | 1 | 0 | 0 | Out of Service | 0 | 518.2 | 0 | 0 | 0 | 1 | 0 | 518.2 | 0 | 0 | 0 | 0 | 0 | 1 | 1 | 1 | 0 | 0 | Out of Service | 0 | 512.25 | 0 | 0 | 0 | 1 | 0 | 512.25 | 0 | 0 | 0 | 0 | 0 | 1 | 1 | 1 | 0 | 0 | Out of Service | 0 | 506.7 | 0 | 0 | 0 | 1 | 0 | 506.7 | 0 | 0 | 0 | 0 | 0 | 1 | 1 | 1 | 0 | 0 | Out of Service | 0 | 503.2 | 0 | 0 | 0 | 1 | 0 | 503.2 | 0 | 0 | 0 | 0 | 0 | 1 | 1 | 1 | 0 | 0 | 0 | 0 | 0 | 0 | 0 | 0 | 93 | 645 | 658 | 645 | 1565 | 1588 | 1583 | 1593 | 1598 | 1569 | 1571
| FX - 48 | FIXTANK 177 | 2040.8336 | 0.06 | 12.5 | 33 | 16.6302 | 0.39062 | 0.13021 | 32 | 1 | N/A | 0.25 | Partially Insulated | Out of Service | 7.955 | 504.3575 | 0 | 0 | 0.011691 | 1 | 0 | 504.3575 | 0 | 0 | 0 | 0 | 0 | 1 | 1 | 1 | 0 | 0 | Out of Service | 10.92 | 505.8 | 0 | 0 | 0.017508 | 1 | 0 | 505.8 | 0 | 0 | 0 | 0 | 0 | 1 | 1 | 1 | 0 | 0 | Out of Service | 12.305 | 507.8925 | 0 | 0 | 0.020146 | 1 | 0 | 507.8925 | 0 | 0 | 0 | 0 | 0 | 1 | 1 | 1 | 0 | 0 | Out of Service | 14.3 | 511.33 | 0 | 0 | 0.023885 | 1 | 0 | 511.33 | 0 | 0 | 0 | 0 | 0 | 1 | 1 | 1 | 0 | 0 | Out of Service | 15.665 | 516.5925 | 0 | 0 | 0.026242 | 1 | 0 | 516.5925 | 0 | 0 | 0 | 0 | 0 | 1 | 1 | 1 | 0 | 0 | Out of Service | 15.635 | 520.6175 | 0 | 0 | 0.02595 | 1 | 0 | 520.6175 | 0 | 0 | 0 | 0 | 0 | 1 | 1 | 1 | 0 | 0 | Out of Service | 16.16 | 524.32 | 0 | 0 | 0.026739 | 1 | 0 | 524.32 | 0 | 0 | 0 | 0 | 0 | 1 | 1 | 1 | 0 | 0 | Out of Service | 15.62 | 524.23 | 0 | 0 | 0.025714 | 1 | 0 | 524.23 | 0 | 0 | 0 | 0 | 0 | 1 | 1 | 1 | 0 | 0 | Out of Service | 15.82 | 521.19 | 0 | 0 | 0.026272 | 1 | 0 | 521.19 | 0 | 0 | 0 | 0 | 0 | 1 | 1 | 1 | 0 | 0 | Out of Service | 12.46 | 514.07 | 0 | 0 | 0.020156 | 1 | 0 | 514.07 | 0 | 0 | 0 | 0 | 0 | 1 | 1 | 1 | 0 | 0 | Out of Service | 9.275 | 507.6775 | 0 | 0 | 0.014188 | 1 | 0 | 507.6775 | 0 | 0 | 0 | 0 | 0 | 1 | 1 | 1 | 0 | 0 | Out of Service | 7.51 | 503.955 | 0 | 0 | 0.01082 | 1 | 0 | 503.955 | 0 | 0 | 0 | 0 | 0 | 1 | 1 | 1 | 0 | 0 | 0 | 0 | 0 | 0 | 0 | 0 | 95 | 659 | 672 | 659 | 1599 | 1622 | 1617 | 1627 | 1632 | 1603 | 1605
| FX - 49 | FIXTANK 179 | 1308.323 | 0.06 | 10.5 | 30 | 15.1094 | 0.32812 | 0.10938 | 29 | 1 | 0.25 | 0.25 | 0.25 | Jet kerosene | 8.995 | 504.3489 | 0.00070795 | 0.0048833 | 0.0138 | 0.9961 | 130 | 504.3489 | 0.0001173 | 0.065395 | 463 | 2599.282 | 1.0721 | 1 | 1 | 1 | 0.30488 | 0.37028 | Jet kerosene | 12.24 | 505.785 | 0.00093413 | 0.0051351 | 0.020181 | 0.9959 | 130 | 505.785 | 0.00012299 | 0.090554 | 463 | 2599.282 | 1.0721 | 1 | 1 | 1 | 0.3197 | 0.41025 | Jet kerosene | 13.625 | 507.8706 | 0.00098972 | 0.0055214 | 0.022812 | 0.9956 | 130 | 507.8706 | 0.0001317 | 0.12132 | 463 | 2599.282 | 1.0721 | 1 | 1 | 1 | 0.34234 | 0.46365 | Jet kerosene | 15.64 | 511.2987 | 0.0011059 | 0.0062125 | 0.026581 | 0.99505 | 130 | 511.2987 | 0.00014719 | 0.15281 | 463 | 2599.282 | 1.0721 | 1 | 1 | 1 | 0.3826 | 0.53541 | Jet kerosene | 16.995 | 516.5541 | 0.001277 | 0.007421 | 0.028904 | 0.99409 | 130 | 516.5541 | 0.00017404 | 0.20282 | 463 | 2599.282 | 1.0721 | 1 | 1 | 1 | 0.45238 | 0.6552 | Jet kerosene | 16.885 | 520.5768 | 0.0013485 | 0.008482 | 0.028443 | 0.99325 | 130 | 520.5768 | 0.00019739 | 0.21887 | 463 | 2599.282 | 1.0721 | 1 | 1 | 1 | 0.51306 | 0.73193 | Jet kerosene | 17.43 | 524.2773 | 0.0015228 | 0.0095741 | 0.029265 | 0.99239 | 130 | 524.2773 | 0.00022123 | 0.26059 | 463 | 2599.282 | 1.0721 | 1 | 1 | 1 | 0.57503 | 0.83562 | Jet kerosene | 16.98 | 524.1927 | 0.0016348 | 0.0095478 | 0.02842 | 0.99241 | 130 | 524.1927 | 0.00022066 | 0.25241 | 463 | 2599.282 | 1.0721 | 1 | 1 | 1 | 0.57355 | 0.82596 | Jet kerosene | 17.46 | 521.1601 | 0.0018182 | 0.0086465 | 0.029542 | 0.99312 | 130 | 521.1601 | 0.00020099 | 0.23145 | 463 | 2599.282 | 1.0721 | 1 | 1 | 1 | 0.52242 | 0.75387 | Jet kerosene | 13.93 | 514.0518 | 0.0013348 | 0.0068218 | 0.023106 | 0.99457 | 130 | 514.0518 | 0.00016077 | 0.14984 | 463 | 2599.282 | 1.0721 | 1 | 1 | 1 | 0.41788 | 0.56772 | Jet kerosene | 10.495 | 507.6677 | 0.00091952 | 0.0054827 | 0.016652 | 0.99563 | 130 | 507.6677 | 0.00013083 | 0.085139 | 463 | 2599.282 | 1.0721 | 1 | 1 | 1 | 0.34007 | 0.42521 | Jet kerosene | 8.51 | 503.9475 | 0.00067288 | 0.0048148 | 0.01285 | 0.99616 | 130 | 503.9475 | 0.00011574 | 0.060088 | 463 | 2599.282 | 1.0721 | 1 | 1 | 1 | 0.30085 | 0.36094 | 1.8913 | 0.00094563 | 5.0448 | 0.0025224 | 6.936 | 0.003468 | 97 | 673 | 686 | 673 | 1633 | 1656 | 1651 | 1661 | 1666 | 1637 | 1639
| FX - 50 | FIXTANK 180 | 1308.323 | 0.06 | 10.5 | 30 | 15.1094 | 0.32812 | 0.10938 | 29 | 1 | 0.25 | 0.25 | 0.25 | Jet kerosene | 8.995 | 504.3489 | 0.00070795 | 0.0048833 | 0.0138 | 0.9961 | 130 | 504.3489 | 0.0001173 | 0.065395 | 463 | 2599.282 | 1.0721 | 1 | 1 | 1 | 0.30488 | 0.37028 | Jet kerosene | 12.24 | 505.785 | 0.00093413 | 0.0051351 | 0.020181 | 0.9959 | 130 | 505.785 | 0.00012299 | 0.090554 | 463 | 2599.282 | 1.0721 | 1 | 1 | 1 | 0.3197 | 0.41025 | Jet kerosene | 13.625 | 507.8706 | 0.00098972 | 0.0055214 | 0.022812 | 0.9956 | 130 | 507.8706 | 0.0001317 | 0.12132 | 463 | 2599.282 | 1.0721 | 1 | 1 | 1 | 0.34234 | 0.46365 | Jet kerosene | 15.64 | 511.2987 | 0.0011059 | 0.0062125 | 0.026581 | 0.99505 | 130 | 511.2987 | 0.00014719 | 0.15281 | 463 | 2599.282 | 1.0721 | 1 | 1 | 1 | 0.3826 | 0.53541 | Jet kerosene | 16.995 | 516.5541 | 0.001277 | 0.007421 | 0.028904 | 0.99409 | 130 | 516.5541 | 0.00017404 | 0.20282 | 463 | 2599.282 | 1.0721 | 1 | 1 | 1 | 0.45238 | 0.6552 | Jet kerosene | 16.885 | 520.5768 | 0.0013485 | 0.008482 | 0.028443 | 0.99325 | 130 | 520.5768 | 0.00019739 | 0.21887 | 463 | 2599.282 | 1.0721 | 1 | 1 | 1 | 0.51306 | 0.73193 | Jet kerosene | 17.43 | 524.2773 | 0.0015228 | 0.0095741 | 0.029265 | 0.99239 | 130 | 524.2773 | 0.00022123 | 0.26059 | 463 | 2599.282 | 1.0721 | 1 | 1 | 1 | 0.57503 | 0.83562 | Jet kerosene | 16.98 | 524.1927 | 0.0016348 | 0.0095478 | 0.02842 | 0.99241 | 130 | 524.1927 | 0.00022066 | 0.25241 | 463 | 2599.282 | 1.0721 | 1 | 1 | 1 | 0.57355 | 0.82596 | Jet kerosene | 17.46 | 521.1601 | 0.0018182 | 0.0086465 | 0.029542 | 0.99312 | 130 | 521.1601 | 0.00020099 | 0.23145 | 463 | 2599.282 | 1.0721 | 1 | 1 | 1 | 0.52242 | 0.75387 | Jet kerosene | 13.93 | 514.0518 | 0.0013348 | 0.0068218 | 0.023106 | 0.99457 | 130 | 514.0518 | 0.00016077 | 0.14984 | 463 | 2599.282 | 1.0721 | 1 | 1 | 1 | 0.41788 | 0.56772 | Jet kerosene | 10.495 | 507.6677 | 0.00091952 | 0.0054827 | 0.016652 | 0.99563 | 130 | 507.6677 | 0.00013083 | 0.085139 | 463 | 2599.282 | 1.0721 | 1 | 1 | 1 | 0.34007 | 0.42521 | Jet kerosene | 8.51 | 503.9475 | 0.00067288 | 0.0048148 | 0.01285 | 0.99616 | 130 | 503.9475 | 0.00011574 | 0.060088 | 463 | 2599.282 | 1.0721 | 1 | 1 | 1 | 0.30085 | 0.36094 | 1.8913 | 0.00094563 | 5.0448 | 0.0025224 | 6.936 | 0.003468 | 99 | 687 | 700 | 687 | 1667 | 1690 | 1685 | 1695 | 1700 | 1671 | 1673
| FX - 51 | FIXTANK 181 | 2855.045 | 0.06 | 15 | 32 | 16.1562 | 0.46875 | 0.15625 | 31 | 1 | N/A | N/A | Insulated | Out of Service | 0 | 503.5 | 0 | 0 | 0 | 1 | 0 | 503.5 | 0 | 0 | 0 | 0 | 0 | 1 | 1 | 1 | 0 | 0 | Out of Service | 0 | 504.3 | 0 | 0 | 0 | 1 | 0 | 504.3 | 0 | 0 | 0 | 0 | 0 | 1 | 1 | 1 | 0 | 0 | Out of Service | 0 | 505.7 | 0 | 0 | 0 | 1 | 0 | 505.7 | 0 | 0 | 0 | 0 | 0 | 1 | 1 | 1 | 0 | 0 | Out of Service | 0 | 508.2 | 0 | 0 | 0 | 1 | 0 | 508.2 | 0 | 0 | 0 | 0 | 0 | 1 | 1 | 1 | 0 | 0 | Out of Service | 0 | 512.75 | 0 | 0 | 0 | 1 | 0 | 512.75 | 0 | 0 | 0 | 0 | 0 | 1 | 1 | 1 | 0 | 0 | Out of Service | 0 | 516.55 | 0 | 0 | 0 | 1 | 0 | 516.55 | 0 | 0 | 0 | 0 | 0 | 1 | 1 | 1 | 0 | 0 | Out of Service | 0 | 520.05 | 0 | 0 | 0 | 1 | 0 | 520.05 | 0 | 0 | 0 | 0 | 0 | 1 | 1 | 1 | 0 | 0 | Out of Service | 0 | 520.5 | 0 | 0 | 0 | 1 | 0 | 520.5 | 0 | 0 | 0 | 0 | 0 | 1 | 1 | 1 | 0 | 0 | Out of Service | 0 | 518.2 | 0 | 0 | 0 | 1 | 0 | 518.2 | 0 | 0 | 0 | 0 | 0 | 1 | 1 | 1 | 0 | 0 | Out of Service | 0 | 512.25 | 0 | 0 | 0 | 1 | 0 | 512.25 | 0 | 0 | 0 | 0 | 0 | 1 | 1 | 1 | 0 | 0 | Out of Service | 0 | 506.7 | 0 | 0 | 0 | 1 | 0 | 506.7 | 0 | 0 | 0 | 0 | 0 | 1 | 1 | 1 | 0 | 0 | Out of Service | 0 | 503.2 | 0 | 0 | 0 | 1 | 0 | 503.2 | 0 | 0 | 0 | 0 | 0 | 1 | 1 | 1 | 0 | 0 | 0 | 0 | 0 | 0 | 0 | 0 | 101 | 701 | 714 | 701 | 1701 | 1724 | 1719 | 1729 | 1734 | 1705 | 1707
| FX - 52 | FIXTANK 182 | 15064.9185 | 0.06 | 30 | 42 | 21.3125 | 0.9375 | 0.3125 | 41 | 1 | 0.58 | 0.58 | 0.58 | Jet kerosene | 11.2588 | 505.4695 | 0.00072512 | 0.0050788 | 0.01824 | 0.9943 | 130 | 505.4695 | 0.00012172 | 1.031 | 5290 | 29698.06 | 1.0504 | 1 | 1 | 1 | 3.6149 | 4.6459 | Jet kerosene | 16.2 | 507.7452 | 0.00097386 | 0.0054975 | 0.027889 | 0.99383 | 130 | 507.7452 | 0.00013117 | 1.5335 | 5290 | 29698.06 | 1.0504 | 1 | 1 | 1 | 3.8954 | 5.4289 | Jet kerosene | 19.4132 | 510.7357 | 0.0010513 | 0.006094 | 0.033998 | 0.99316 | 130 | 510.7357 | 0.00014455 | 2.2794 | 5290 | 29698.06 | 1.0504 | 1 | 1 | 1 | 4.2928 | 6.5721 | Jet kerosene | 23.9032 | 515.389 | 0.0012038 | 0.0071365 | 0.042377 | 0.992 | 130 | 515.389 | 0.00016775 | 3.187 | 5290 | 29698.06 | 1.0504 | 1 | 1 | 1 | 4.9817 | 8.1687 | Jet kerosene | 27.1392 | 521.5755 | 0.0014139 | 0.0087653 | 0.048045 | 0.9902 | 130 | 521.5755 | 0.00020359 | 4.5233 | 5290 | 29698.06 | 1.0504 | 1 | 1 | 1 | 6.0462 | 10.5694 | Jet kerosene | 27.6232 | 525.8922 | 0.0014993 | 0.010088 | 0.048544 | 0.98873 | 130 | 525.8922 | 0.0002324 | 5.0412 | 5290 | 29698.06 | 1.0504 | 1 | 1 | 1 | 6.9017 | 11.9429 | Jet kerosene | 28.7028 | 529.8573 | 0.0016993 | 0.011456 | 0.050202 | 0.98723 | 130 | 529.8573 | 0.00026192 | 6.0623 | 5290 | 29698.06 | 1.0504 | 1 | 1 | 1 | 7.7786 | 13.8408 | Jet kerosene | 26.8272 | 529.0671 | 0.0017992 | 0.011171 | 0.046744 | 0.98754 | 130 | 529.0671 | 0.00025579 | 5.5144 | 5290 | 29698.06 | 1.0504 | 1 | 1 | 1 | 7.5965 | 13.1108 | Jet kerosene | 25.3536 | 525.0674 | 0.0019654 | 0.0098228 | 0.044336 | 0.98903 | 130 | 525.0674 | 0.00022663 | 4.4913 | 5290 | 29698.06 | 1.0504 | 1 | 1 | 1 | 6.7305 | 11.2218 | Jet kerosene | 18.7348 | 516.4302 | 0.0014015 | 0.0073902 | 0.032289 | 0.99172 | 130 | 516.4302 | 0.00017336 | 2.5925 | 5290 | 29698.06 | 1.0504 | 1 | 1 | 1 | 5.1485 | 7.741 | Jet kerosene | 13.0756 | 508.9451 | 0.00094462 | 0.0057303 | 0.021673 | 0.99357 | 130 | 508.9451 | 0.0001364 | 1.3274 | 5290 | 29698.06 | 1.0504 | 1 | 1 | 1 | 4.0508 | 5.3782 | Jet kerosene | 10.5032 | 504.9341 | 0.00068725 | 0.0049845 | 0.016765 | 0.9944 | 130 | 504.9341 | 0.00011959 | 0.93107 | 5290 | 29698.06 | 1.0504 | 1 | 1 | 1 | 3.5516 | 4.4826 | 38.5142 | 0.019257 | 64.589 | 0.032294 | 103.1032 | 0.051552 | 103 | 715 | 728 | 715 | 1735 | 1758 | 1753 | 1763 | 1768 | 1739 | 1741
| FX - 53 | FIXTANK 183 | 15064.9185 | 0.06 | 30 | 42 | 21.3125 | 0.9375 | 0.3125 | 41 | 1 | 0.58 | 0.58 | 0.58 | Jet kerosene | 11.2588 | 505.4695 | 0.00072512 | 0.0050788 | 0.01824 | 0.9943 | 130 | 505.4695 | 0.00012172 | 1.031 | 5290 | 29698.06 | 1.0504 | 1 | 1 | 1 | 3.6149 | 4.6459 | Jet kerosene | 16.2 | 507.7452 | 0.00097386 | 0.0054975 | 0.027889 | 0.99383 | 130 | 507.7452 | 0.00013117 | 1.5335 | 5290 | 29698.06 | 1.0504 | 1 | 1 | 1 | 3.8954 | 5.4289 | Jet kerosene | 19.4132 | 510.7357 | 0.0010513 | 0.006094 | 0.033998 | 0.99316 | 130 | 510.7357 | 0.00014455 | 2.2794 | 5290 | 29698.06 | 1.0504 | 1 | 1 | 1 | 4.2928 | 6.5721 | Jet kerosene | 23.9032 | 515.389 | 0.0012038 | 0.0071365 | 0.042377 | 0.992 | 130 | 515.389 | 0.00016775 | 3.187 | 5290 | 29698.06 | 1.0504 | 1 | 1 | 1 | 4.9817 | 8.1687 | Jet kerosene | 27.1392 | 521.5755 | 0.0014139 | 0.0087653 | 0.048045 | 0.9902 | 130 | 521.5755 | 0.00020359 | 4.5233 | 5290 | 29698.06 | 1.0504 | 1 | 1 | 1 | 6.0462 | 10.5694 | Jet kerosene | 27.6232 | 525.8922 | 0.0014993 | 0.010088 | 0.048544 | 0.98873 | 130 | 525.8922 | 0.0002324 | 5.0412 | 5290 | 29698.06 | 1.0504 | 1 | 1 | 1 | 6.9017 | 11.9429 | Jet kerosene | 28.7028 | 529.8573 | 0.0016993 | 0.011456 | 0.050202 | 0.98723 | 130 | 529.8573 | 0.00026192 | 6.0623 | 5290 | 29698.06 | 1.0504 | 1 | 1 | 1 | 7.7786 | 13.8408 | Jet kerosene | 26.8272 | 529.0671 | 0.0017992 | 0.011171 | 0.046744 | 0.98754 | 130 | 529.0671 | 0.00025579 | 5.5144 | 5290 | 29698.06 | 1.0504 | 1 | 1 | 1 | 7.5965 | 13.1108 | Jet kerosene | 25.3536 | 525.0674 | 0.0019654 | 0.0098228 | 0.044336 | 0.98903 | 130 | 525.0674 | 0.00022663 | 4.4913 | 5290 | 29698.06 | 1.0504 | 1 | 1 | 1 | 6.7305 | 11.2218 | Jet kerosene | 18.7348 | 516.4302 | 0.0014015 | 0.0073902 | 0.032289 | 0.99172 | 130 | 516.4302 | 0.00017336 | 2.5925 | 5290 | 29698.06 | 1.0504 | 1 | 1 | 1 | 5.1485 | 7.741 | Jet kerosene | 13.0756 | 508.9451 | 0.00094462 | 0.0057303 | 0.021673 | 0.99357 | 130 | 508.9451 | 0.0001364 | 1.3274 | 5290 | 29698.06 | 1.0504 | 1 | 1 | 1 | 4.0508 | 5.3782 | Jet kerosene | 10.5032 | 504.9341 | 0.00068725 | 0.0049845 | 0.016765 | 0.9944 | 130 | 504.9341 | 0.00011959 | 0.93107 | 5290 | 29698.06 | 1.0504 | 1 | 1 | 1 | 3.5516 | 4.4826 | 38.5142 | 0.019257 | 64.589 | 0.032294 | 103.1032 | 0.051552 | 105 | 729 | 742 | 729 | 1769 | 1792 | 1787 | 1797 | 1802 | 1773 | 1775
| FX - 54 | FIXTANK 184 | 15064.9185 | 0.06 | 30 | 42 | 21.3125 | 0.9375 | 0.3125 | 41 | 1 | 0.58 | 0.58 | 0.58 | Jet kerosene | 11.2588 | 505.4695 | 0.00072512 | 0.0050788 | 0.01824 | 0.9943 | 130 | 505.4695 | 0.00012172 | 1.031 | 5287 | 29681.218 | 1.0498 | 1 | 1 | 1 | 3.6129 | 4.6438 | Jet kerosene | 16.2 | 507.7452 | 0.00097386 | 0.0054975 | 0.027889 | 0.99383 | 130 | 507.7452 | 0.00013117 | 1.5335 | 5287 | 29681.218 | 1.0498 | 1 | 1 | 1 | 3.8931 | 5.4267 | Jet kerosene | 19.4132 | 510.7357 | 0.0010513 | 0.006094 | 0.033998 | 0.99316 | 130 | 510.7357 | 0.00014455 | 2.2794 | 5287 | 29681.218 | 1.0498 | 1 | 1 | 1 | 4.2903 | 6.5697 | Jet kerosene | 23.9032 | 515.389 | 0.0012038 | 0.0071365 | 0.042377 | 0.992 | 130 | 515.389 | 0.00016775 | 3.187 | 5287 | 29681.218 | 1.0498 | 1 | 1 | 1 | 4.9789 | 8.1659 | Jet kerosene | 27.1392 | 521.5755 | 0.0014139 | 0.0087653 | 0.048045 | 0.9902 | 130 | 521.5755 | 0.00020359 | 4.5233 | 5287 | 29681.218 | 1.0498 | 1 | 1 | 1 | 6.0427 | 10.566 | Jet kerosene | 27.6232 | 525.8922 | 0.0014993 | 0.010088 | 0.048544 | 0.98873 | 130 | 525.8922 | 0.0002324 | 5.0412 | 5287 | 29681.218 | 1.0498 | 1 | 1 | 1 | 6.8978 | 11.939 | Jet kerosene | 28.7028 | 529.8573 | 0.0016993 | 0.011456 | 0.050202 | 0.98723 | 130 | 529.8573 | 0.00026192 | 6.0623 | 5287 | 29681.218 | 1.0498 | 1 | 1 | 1 | 7.7742 | 13.8364 | Jet kerosene | 26.8272 | 529.0671 | 0.0017992 | 0.011171 | 0.046744 | 0.98754 | 130 | 529.0671 | 0.00025579 | 5.5144 | 5287 | 29681.218 | 1.0498 | 1 | 1 | 1 | 7.5921 | 13.1065 | Jet kerosene | 25.3536 | 525.0674 | 0.0019654 | 0.0098228 | 0.044336 | 0.98903 | 130 | 525.0674 | 0.00022663 | 4.4913 | 5287 | 29681.218 | 1.0498 | 1 | 1 | 1 | 6.7267 | 11.218 | Jet kerosene | 18.7348 | 516.4302 | 0.0014015 | 0.0073902 | 0.032289 | 0.99172 | 130 | 516.4302 | 0.00017336 | 2.5925 | 5287 | 29681.218 | 1.0498 | 1 | 1 | 1 | 5.1456 | 7.7381 | Jet kerosene | 13.0756 | 508.9451 | 0.00094462 | 0.0057303 | 0.021673 | 0.99357 | 130 | 508.9451 | 0.0001364 | 1.3274 | 5287 | 29681.218 | 1.0498 | 1 | 1 | 1 | 4.0485 | 5.3759 | Jet kerosene | 10.5032 | 504.9341 | 0.00068725 | 0.0049845 | 0.016765 | 0.9944 | 130 | 504.9341 | 0.00011959 | 0.93107 | 5287 | 29681.218 | 1.0498 | 1 | 1 | 1 | 3.5496 | 4.4806 | 38.5142 | 0.019257 | 64.5523 | 0.032276 | 103.0666 | 0.051533 | 107 | 743 | 756 | 743 | 1803 | 1826 | 1821 | 1831 | 1836 | 1807 | 1809
| FX - 55 | FIXTANK 185 | 15064.9185 | 0.06 | 30 | 42 | 21.3125 | 0.9375 | 0.3125 | 41 | 1 | 0.58 | 0.58 | 0.58 | Jet kerosene | 11.2588 | 505.4695 | 0.00072512 | 0.0050788 | 0.01824 | 0.9943 | 130 | 505.4695 | 0.00012172 | 1.031 | 5287 | 29681.218 | 1.0498 | 1 | 1 | 1 | 3.6129 | 4.6438 | Jet kerosene | 16.2 | 507.7452 | 0.00097386 | 0.0054975 | 0.027889 | 0.99383 | 130 | 507.7452 | 0.00013117 | 1.5335 | 5287 | 29681.218 | 1.0498 | 1 | 1 | 1 | 3.8931 | 5.4267 | Jet kerosene | 19.4132 | 510.7357 | 0.0010513 | 0.006094 | 0.033998 | 0.99316 | 130 | 510.7357 | 0.00014455 | 2.2794 | 5287 | 29681.218 | 1.0498 | 1 | 1 | 1 | 4.2903 | 6.5697 | Jet kerosene | 23.9032 | 515.389 | 0.0012038 | 0.0071365 | 0.042377 | 0.992 | 130 | 515.389 | 0.00016775 | 3.187 | 5287 | 29681.218 | 1.0498 | 1 | 1 | 1 | 4.9789 | 8.1659 | Jet kerosene | 27.1392 | 521.5755 | 0.0014139 | 0.0087653 | 0.048045 | 0.9902 | 130 | 521.5755 | 0.00020359 | 4.5233 | 5287 | 29681.218 | 1.0498 | 1 | 1 | 1 | 6.0427 | 10.566 | Jet kerosene | 27.6232 | 525.8922 | 0.0014993 | 0.010088 | 0.048544 | 0.98873 | 130 | 525.8922 | 0.0002324 | 5.0412 | 5287 | 29681.218 | 1.0498 | 1 | 1 | 1 | 6.8978 | 11.939 | Jet kerosene | 28.7028 | 529.8573 | 0.0016993 | 0.011456 | 0.050202 | 0.98723 | 130 | 529.8573 | 0.00026192 | 6.0623 | 5287 | 29681.218 | 1.0498 | 1 | 1 | 1 | 7.7742 | 13.8364 | Jet kerosene | 26.8272 | 529.0671 | 0.0017992 | 0.011171 | 0.046744 | 0.98754 | 130 | 529.0671 | 0.00025579 | 5.5144 | 5287 | 29681.218 | 1.0498 | 1 | 1 | 1 | 7.5921 | 13.1065 | Jet kerosene | 25.3536 | 525.0674 | 0.0019654 | 0.0098228 | 0.044336 | 0.98903 | 130 | 525.0674 | 0.00022663 | 4.4913 | 5287 | 29681.218 | 1.0498 | 1 | 1 | 1 | 6.7267 | 11.218 | Jet kerosene | 18.7348 | 516.4302 | 0.0014015 | 0.0073902 | 0.032289 | 0.99172 | 130 | 516.4302 | 0.00017336 | 2.5925 | 5287 | 29681.218 | 1.0498 | 1 | 1 | 1 | 5.1456 | 7.7381 | Jet kerosene | 13.0756 | 508.9451 | 0.00094462 | 0.0057303 | 0.021673 | 0.99357 | 130 | 508.9451 | 0.0001364 | 1.3274 | 5287 | 29681.218 | 1.0498 | 1 | 1 | 1 | 4.0485 | 5.3759 | Jet kerosene | 10.5032 | 504.9341 | 0.00068725 | 0.0049845 | 0.016765 | 0.9944 | 130 | 504.9341 | 0.00011959 | 0.93107 | 5287 | 29681.218 | 1.0498 | 1 | 1 | 1 | 3.5496 | 4.4806 | 38.5142 | 0.019257 | 64.5523 | 0.032276 | 103.0666 | 0.051533 | 109 | 757 | 770 | 757 | 1837 | 1860 | 1855 | 1865 | 1870 | 1841 | 1843
| FX - 56 | FIXTANK 202 | 793.5794 | 0.06 | 10 | 20 | 10.1042 | 0.3125 | 0.10417 | 19 | 2 | N/A | 0.25 | Partially Insulated | Jet kerosene | 7.955 | 504.3575 | 0 | 0.0048847 | 0.01169 | 0.99739 | 130 | 504.3575 | 0.00011733 | 0.033653 | 280 | 1571.92 | 1.1119 | 1 | 1 | 1 | 0.18443 | 0.21808 | Jet kerosene | 10.92 | 505.8 | 0 | 0.0051378 | 0.017507 | 0.99726 | 130 | 505.8 | 0.00012306 | 0.047737 | 280 | 1571.92 | 1.1119 | 1 | 1 | 1 | 0.19343 | 0.24117 | Jet kerosene | 12.305 | 507.8925 | 0 | 0.0055256 | 0.020144 | 0.99705 | 130 | 507.8925 | 0.0001318 | 0.065123 | 280 | 1571.92 | 1.1119 | 1 | 1 | 1 | 0.20718 | 0.2723 | Jet kerosene | 14.3 | 511.33 | 0 | 0.0062191 | 0.023883 | 0.99668 | 130 | 511.33 | 0.00014734 | 0.0835 | 280 | 1571.92 | 1.1119 | 1 | 1 | 1 | 0.23161 | 0.31511 | Jet kerosene | 15.665 | 516.5925 | 0 | 0.0074305 | 0.02624 | 0.99604 | 130 | 516.5925 | 0.00017425 | 0.11204 | 280 | 1571.92 | 1.1119 | 1 | 1 | 1 | 0.27391 | 0.38595 | Jet kerosene | 15.635 | 520.6175 | 0 | 0.0084934 | 0.025948 | 0.99547 | 130 | 520.6175 | 0.00019764 | 0.12154 | 280 | 1571.92 | 1.1119 | 1 | 1 | 1 | 0.31067 | 0.4322 | Jet kerosene | 16.16 | 524.32 | 0 | 0.0095874 | 0.026737 | 0.99489 | 130 | 524.32 | 0.00022152 | 0.14496 | 280 | 1571.92 | 1.1119 | 1 | 1 | 1 | 0.34821 | 0.49317 | Jet kerosene | 15.62 | 524.23 | 0 | 0.0095594 | 0.025712 | 0.99491 | 130 | 524.23 | 0.00022091 | 0.13902 | 280 | 1571.92 | 1.1119 | 1 | 1 | 1 | 0.34725 | 0.48627 | Jet kerosene | 15.82 | 521.19 | 0 | 0.008655 | 0.02627 | 0.99539 | 130 | 521.19 | 0.00020117 | 0.12524 | 280 | 1571.92 | 1.1119 | 1 | 1 | 1 | 0.31623 | 0.44147 | Jet kerosene | 12.46 | 514.07 | 0 | 0.006826 | 0.020154 | 0.99636 | 130 | 514.07 | 0.00016086 | 0.079467 | 280 | 1571.92 | 1.1119 | 1 | 1 | 1 | 0.25286 | 0.33233 | Jet kerosene | 9.275 | 507.6775 | 0 | 0.0054846 | 0.014186 | 0.99707 | 130 | 507.6775 | 0.00013088 | 0.044072 | 280 | 1571.92 | 1.1119 | 1 | 1 | 1 | 0.20573 | 0.2498 | Jet kerosene | 7.51 | 503.955 | 0 | 0.0048161 | 0.010819 | 0.99743 | 130 | 503.955 | 0.00011577 | 0.030735 | 280 | 1571.92 | 1.1119 | 1 | 1 | 1 | 0.18199 | 0.21272 | 1.0271 | 0.00051354 | 3.0535 | 0.0015267 | 4.0806 | 0.0020403 | 111 | 771 | 784 | 771 | 1871 | 1894 | 1889 | 1899 | 1904 | 1875 | 1877
| FX - 57 | FIXTANK 203 | 1371.3052 | 0.06 | 12 | 24 | 12.125 | 0.375 | 0.125 | 23 | 3 | N/A | 0.25 | Partially Insulated | Jet kerosene | 7.955 | 504.3575 | 0 | 0.0048847 | 0.01169 | 0.99687 | 130 | 504.3575 | 0.00011733 | 0.058122 | 485 | 2722.79 | 1.0943 | 1 | 1 | 1 | 0.31946 | 0.37758 | Jet kerosene | 10.92 | 505.8 | 0 | 0.0051378 | 0.017507 | 0.99671 | 130 | 505.8 | 0.00012306 | 0.082444 | 485 | 2722.79 | 1.0943 | 1 | 1 | 1 | 0.33505 | 0.4175 | Jet kerosene | 12.305 | 507.8925 | 0 | 0.0055256 | 0.020144 | 0.99646 | 130 | 507.8925 | 0.0001318 | 0.11247 | 485 | 2722.79 | 1.0943 | 1 | 1 | 1 | 0.35886 | 0.47132 | Jet kerosene | 14.3 | 511.33 | 0 | 0.0062191 | 0.023883 | 0.99602 | 130 | 511.33 | 0.00014734 | 0.14419 | 485 | 2722.79 | 1.0943 | 1 | 1 | 1 | 0.40119 | 0.54538 | Jet kerosene | 15.665 | 516.5925 | 0 | 0.0074305 | 0.02624 | 0.99525 | 130 | 516.5925 | 0.00017425 | 0.19345 | 485 | 2722.79 | 1.0943 | 1 | 1 | 1 | 0.47445 | 0.6679 | Jet kerosene | 15.635 | 520.6175 | 0 | 0.0084934 | 0.025948 | 0.99457 | 130 | 520.6175 | 0.00019764 | 0.20982 | 485 | 2722.79 | 1.0943 | 1 | 1 | 1 | 0.53812 | 0.74794 | Jet kerosene | 16.16 | 524.32 | 0 | 0.0095874 | 0.026737 | 0.99388 | 130 | 524.32 | 0.00022152 | 0.25023 | 485 | 2722.79 | 1.0943 | 1 | 1 | 1 | 0.60315 | 0.85338 | Jet kerosene | 15.62 | 524.23 | 0 | 0.0095594 | 0.025712 | 0.99389 | 130 | 524.23 | 0.00022091 | 0.23998 | 485 | 2722.79 | 1.0943 | 1 | 1 | 1 | 0.60149 | 0.84147 | Jet kerosene | 15.82 | 521.19 | 0 | 0.008655 | 0.02627 | 0.99447 | 130 | 521.19 | 0.00020117 | 0.21621 | 485 | 2722.79 | 1.0943 | 1 | 1 | 1 | 0.54775 | 0.76396 | Jet kerosene | 12.46 | 514.07 | 0 | 0.006826 | 0.020154 | 0.99563 | 130 | 514.07 | 0.00016086 | 0.13722 | 485 | 2722.79 | 1.0943 | 1 | 1 | 1 | 0.43799 | 0.57521 | Jet kerosene | 9.275 | 507.6775 | 0 | 0.0054846 | 0.014186 | 0.99649 | 130 | 507.6775 | 0.00013088 | 0.076112 | 485 | 2722.79 | 1.0943 | 1 | 1 | 1 | 0.35635 | 0.43246 | Jet kerosene | 7.51 | 503.955 | 0 | 0.0048161 | 0.010819 | 0.99691 | 130 | 503.955 | 0.00011577 | 0.053083 | 485 | 2722.79 | 1.0943 | 1 | 1 | 1 | 0.31523 | 0.36831 | 1.7733 | 0.00088667 | 5.2891 | 0.0026445 | 7.0624 | 0.0035312 | 113 | 785 | 798 | 785 | 1905 | 1928 | 1923 | 1933 | 1938 | 1909 | 1911
| FX - 58 | FIXTANK 204 | 1371.3052 | 0.06 | 12 | 24 | 12.125 | 0.375 | 0.125 | 23 | 4 | N/A | 0.25 | Partially Insulated | Jet kerosene | 7.955 | 504.3575 | 0 | 0.0048847 | 0.01169 | 0.99687 | 130 | 504.3575 | 0.00011733 | 0.058122 | 483 | 2711.562 | 1.0898 | 1 | 1 | 1 | 0.31814 | 0.37627 | Jet kerosene | 10.92 | 505.8 | 0 | 0.0051378 | 0.017507 | 0.99671 | 130 | 505.8 | 0.00012306 | 0.082444 | 483 | 2711.562 | 1.0898 | 1 | 1 | 1 | 0.33367 | 0.41612 | Jet kerosene | 12.305 | 507.8925 | 0 | 0.0055256 | 0.020144 | 0.99646 | 130 | 507.8925 | 0.0001318 | 0.11247 | 483 | 2711.562 | 1.0898 | 1 | 1 | 1 | 0.35738 | 0.46984 | Jet kerosene | 14.3 | 511.33 | 0 | 0.0062191 | 0.023883 | 0.99602 | 130 | 511.33 | 0.00014734 | 0.14419 | 483 | 2711.562 | 1.0898 | 1 | 1 | 1 | 0.39953 | 0.54372 | Jet kerosene | 15.665 | 516.5925 | 0 | 0.0074305 | 0.02624 | 0.99525 | 130 | 516.5925 | 0.00017425 | 0.19345 | 483 | 2711.562 | 1.0898 | 1 | 1 | 1 | 0.47249 | 0.66594 | Jet kerosene | 15.635 | 520.6175 | 0 | 0.0084934 | 0.025948 | 0.99457 | 130 | 520.6175 | 0.00019764 | 0.20982 | 483 | 2711.562 | 1.0898 | 1 | 1 | 1 | 0.5359 | 0.74572 | Jet kerosene | 16.16 | 524.32 | 0 | 0.0095874 | 0.026737 | 0.99388 | 130 | 524.32 | 0.00022152 | 0.25023 | 483 | 2711.562 | 1.0898 | 1 | 1 | 1 | 0.60066 | 0.85089 | Jet kerosene | 15.62 | 524.23 | 0 | 0.0095594 | 0.025712 | 0.99389 | 130 | 524.23 | 0.00022091 | 0.23998 | 483 | 2711.562 | 1.0898 | 1 | 1 | 1 | 0.59901 | 0.83899 | Jet kerosene | 15.82 | 521.19 | 0 | 0.008655 | 0.02627 | 0.99447 | 130 | 521.19 | 0.00020117 | 0.21621 | 483 | 2711.562 | 1.0898 | 1 | 1 | 1 | 0.5455 | 0.7617 | Jet kerosene | 12.46 | 514.07 | 0 | 0.006826 | 0.020154 | 0.99563 | 130 | 514.07 | 0.00016086 | 0.13722 | 483 | 2711.562 | 1.0898 | 1 | 1 | 1 | 0.43618 | 0.5734 | Jet kerosene | 9.275 | 507.6775 | 0 | 0.0054846 | 0.014186 | 0.99649 | 130 | 507.6775 | 0.00013088 | 0.076112 | 483 | 2711.562 | 1.0898 | 1 | 1 | 1 | 0.35488 | 0.43099 | Jet kerosene | 7.51 | 503.955 | 0 | 0.0048161 | 0.010819 | 0.99691 | 130 | 503.955 | 0.00011577 | 0.053083 | 483 | 2711.562 | 1.0898 | 1 | 1 | 1 | 0.31393 | 0.36701 | 1.7733 | 0.00088667 | 5.2673 | 0.0026336 | 7.0406 | 0.0035203 | 115 | 799 | 812 | 799 | 1939 | 1962 | 1957 | 1967 | 1972 | 1943 | 1945
| FX - 59 | FIXTANK 205 | 1371.3052 | 0.06 | 12 | 24 | 12.125 | 0.375 | 0.125 | 23 | 5 | N/A | 0.25 | Partially Insulated | Jet kerosene | 7.955 | 504.3575 | 0 | 0.0048847 | 0.01169 | 0.99687 | 130 | 504.3575 | 0.00011733 | 0.058122 | 483 | 2711.562 | 1.0898 | 1 | 1 | 1 | 0.31814 | 0.37627 | Jet kerosene | 10.92 | 505.8 | 0 | 0.0051378 | 0.017507 | 0.99671 | 130 | 505.8 | 0.00012306 | 0.082444 | 483 | 2711.562 | 1.0898 | 1 | 1 | 1 | 0.33367 | 0.41612 | Jet kerosene | 12.305 | 507.8925 | 0 | 0.0055256 | 0.020144 | 0.99646 | 130 | 507.8925 | 0.0001318 | 0.11247 | 483 | 2711.562 | 1.0898 | 1 | 1 | 1 | 0.35738 | 0.46984 | Jet kerosene | 14.3 | 511.33 | 0 | 0.0062191 | 0.023883 | 0.99602 | 130 | 511.33 | 0.00014734 | 0.14419 | 483 | 2711.562 | 1.0898 | 1 | 1 | 1 | 0.39953 | 0.54372 | Jet kerosene | 15.665 | 516.5925 | 0 | 0.0074305 | 0.02624 | 0.99525 | 130 | 516.5925 | 0.00017425 | 0.19345 | 483 | 2711.562 | 1.0898 | 1 | 1 | 1 | 0.47249 | 0.66594 | Jet kerosene | 15.635 | 520.6175 | 0 | 0.0084934 | 0.025948 | 0.99457 | 130 | 520.6175 | 0.00019764 | 0.20982 | 483 | 2711.562 | 1.0898 | 1 | 1 | 1 | 0.5359 | 0.74572 | Jet kerosene | 16.16 | 524.32 | 0 | 0.0095874 | 0.026737 | 0.99388 | 130 | 524.32 | 0.00022152 | 0.25023 | 483 | 2711.562 | 1.0898 | 1 | 1 | 1 | 0.60066 | 0.85089 | Jet kerosene | 15.62 | 524.23 | 0 | 0.0095594 | 0.025712 | 0.99389 | 130 | 524.23 | 0.00022091 | 0.23998 | 483 | 2711.562 | 1.0898 | 1 | 1 | 1 | 0.59901 | 0.83899 | Jet kerosene | 15.82 | 521.19 | 0 | 0.008655 | 0.02627 | 0.99447 | 130 | 521.19 | 0.00020117 | 0.21621 | 483 | 2711.562 | 1.0898 | 1 | 1 | 1 | 0.5455 | 0.7617 | Jet kerosene | 12.46 | 514.07 | 0 | 0.006826 | 0.020154 | 0.99563 | 130 | 514.07 | 0.00016086 | 0.13722 | 483 | 2711.562 | 1.0898 | 1 | 1 | 1 | 0.43618 | 0.5734 | Jet kerosene | 9.275 | 507.6775 | 0 | 0.0054846 | 0.014186 | 0.99649 | 130 | 507.6775 | 0.00013088 | 0.076112 | 483 | 2711.562 | 1.0898 | 1 | 1 | 1 | 0.35488 | 0.43099 | Jet kerosene | 7.51 | 503.955 | 0 | 0.0048161 | 0.010819 | 0.99691 | 130 | 503.955 | 0.00011577 | 0.053083 | 483 | 2711.562 | 1.0898 | 1 | 1 | 1 | 0.31393 | 0.36701 | 1.7733 | 0.00088667 | 5.2673 | 0.0026336 | 7.0406 | 0.0035203 | 117 | 813 | 826 | 813 | 1973 | 1996 | 1991 | 2001 | 2006 | 1977 | 1979
| FX - 60 | FIXTANK 207 | 793.5794 | 0.06 | 10 | 20 | 10.1042 | 0.3125 | 0.10417 | 19 | 6 | N/A | 0.25 | Partially Insulated | Jet kerosene | 7.955 | 504.3575 | 0 | 0.0048847 | 0.01169 | 0.99739 | 130 | 504.3575 | 0.00011733 | 0.033653 | 280 | 1571.92 | 1.1119 | 1 | 1 | 1 | 0.18443 | 0.21808 | Jet kerosene | 10.92 | 505.8 | 0 | 0.0051378 | 0.017507 | 0.99726 | 130 | 505.8 | 0.00012306 | 0.047737 | 280 | 1571.92 | 1.1119 | 1 | 1 | 1 | 0.19343 | 0.24117 | Jet kerosene | 12.305 | 507.8925 | 0 | 0.0055256 | 0.020144 | 0.99705 | 130 | 507.8925 | 0.0001318 | 0.065123 | 280 | 1571.92 | 1.1119 | 1 | 1 | 1 | 0.20718 | 0.2723 | Jet kerosene | 14.3 | 511.33 | 0 | 0.0062191 | 0.023883 | 0.99668 | 130 | 511.33 | 0.00014734 | 0.0835 | 280 | 1571.92 | 1.1119 | 1 | 1 | 1 | 0.23161 | 0.31511 | Jet kerosene | 15.665 | 516.5925 | 0 | 0.0074305 | 0.02624 | 0.99604 | 130 | 516.5925 | 0.00017425 | 0.11204 | 280 | 1571.92 | 1.1119 | 1 | 1 | 1 | 0.27391 | 0.38595 | Jet kerosene | 15.635 | 520.6175 | 0 | 0.0084934 | 0.025948 | 0.99547 | 130 | 520.6175 | 0.00019764 | 0.12154 | 280 | 1571.92 | 1.1119 | 1 | 1 | 1 | 0.31067 | 0.4322 | Jet kerosene | 16.16 | 524.32 | 0 | 0.0095874 | 0.026737 | 0.99489 | 130 | 524.32 | 0.00022152 | 0.14496 | 280 | 1571.92 | 1.1119 | 1 | 1 | 1 | 0.34821 | 0.49317 | Jet kerosene | 15.62 | 524.23 | 0 | 0.0095594 | 0.025712 | 0.99491 | 130 | 524.23 | 0.00022091 | 0.13902 | 280 | 1571.92 | 1.1119 | 1 | 1 | 1 | 0.34725 | 0.48627 | Jet kerosene | 15.82 | 521.19 | 0 | 0.008655 | 0.02627 | 0.99539 | 130 | 521.19 | 0.00020117 | 0.12524 | 280 | 1571.92 | 1.1119 | 1 | 1 | 1 | 0.31623 | 0.44147 | Jet kerosene | 12.46 | 514.07 | 0 | 0.006826 | 0.020154 | 0.99636 | 130 | 514.07 | 0.00016086 | 0.079467 | 280 | 1571.92 | 1.1119 | 1 | 1 | 1 | 0.25286 | 0.33233 | Jet kerosene | 9.275 | 507.6775 | 0 | 0.0054846 | 0.014186 | 0.99707 | 130 | 507.6775 | 0.00013088 | 0.044072 | 280 | 1571.92 | 1.1119 | 1 | 1 | 1 | 0.20573 | 0.2498 | Jet kerosene | 7.51 | 503.955 | 0 | 0.0048161 | 0.010819 | 0.99743 | 130 | 503.955 | 0.00011577 | 0.030735 | 280 | 1571.92 | 1.1119 | 1 | 1 | 1 | 0.18199 | 0.21272 | 1.0271 | 0.00051354 | 3.0535 | 0.0015267 | 4.0806 | 0.0020403 | 119 | 827 | 840 | 827 | 2007 | 2030 | 2025 | 2035 | 2040 | 2011 | 2013
| FX - 61 | FIXTANK 208 | 793.5794 | 0.06 | 10 | 20 | 10.1042 | 0.3125 | 0.10417 | 19 | 7 | N/A | 0.25 | Partially Insulated | Jet kerosene | 7.955 | 504.3575 | 0 | 0.0048847 | 0.01169 | 0.99739 | 130 | 504.3575 | 0.00011733 | 0.033653 | 280 | 1571.92 | 1.1119 | 1 | 1 | 1 | 0.18443 | 0.21808 | Jet kerosene | 10.92 | 505.8 | 0 | 0.0051378 | 0.017507 | 0.99726 | 130 | 505.8 | 0.00012306 | 0.047737 | 280 | 1571.92 | 1.1119 | 1 | 1 | 1 | 0.19343 | 0.24117 | Jet kerosene | 12.305 | 507.8925 | 0 | 0.0055256 | 0.020144 | 0.99705 | 130 | 507.8925 | 0.0001318 | 0.065123 | 280 | 1571.92 | 1.1119 | 1 | 1 | 1 | 0.20718 | 0.2723 | Jet kerosene | 14.3 | 511.33 | 0 | 0.0062191 | 0.023883 | 0.99668 | 130 | 511.33 | 0.00014734 | 0.0835 | 280 | 1571.92 | 1.1119 | 1 | 1 | 1 | 0.23161 | 0.31511 | Jet kerosene | 15.665 | 516.5925 | 0 | 0.0074305 | 0.02624 | 0.99604 | 130 | 516.5925 | 0.00017425 | 0.11204 | 280 | 1571.92 | 1.1119 | 1 | 1 | 1 | 0.27391 | 0.38595 | Jet kerosene | 15.635 | 520.6175 | 0 | 0.0084934 | 0.025948 | 0.99547 | 130 | 520.6175 | 0.00019764 | 0.12154 | 280 | 1571.92 | 1.1119 | 1 | 1 | 1 | 0.31067 | 0.4322 | Jet kerosene | 16.16 | 524.32 | 0 | 0.0095874 | 0.026737 | 0.99489 | 130 | 524.32 | 0.00022152 | 0.14496 | 280 | 1571.92 | 1.1119 | 1 | 1 | 1 | 0.34821 | 0.49317 | Jet kerosene | 15.62 | 524.23 | 0 | 0.0095594 | 0.025712 | 0.99491 | 130 | 524.23 | 0.00022091 | 0.13902 | 280 | 1571.92 | 1.1119 | 1 | 1 | 1 | 0.34725 | 0.48627 | Jet kerosene | 15.82 | 521.19 | 0 | 0.008655 | 0.02627 | 0.99539 | 130 | 521.19 | 0.00020117 | 0.12524 | 280 | 1571.92 | 1.1119 | 1 | 1 | 1 | 0.31623 | 0.44147 | Jet kerosene | 12.46 | 514.07 | 0 | 0.006826 | 0.020154 | 0.99636 | 130 | 514.07 | 0.00016086 | 0.079467 | 280 | 1571.92 | 1.1119 | 1 | 1 | 1 | 0.25286 | 0.33233 | Jet kerosene | 9.275 | 507.6775 | 0 | 0.0054846 | 0.014186 | 0.99707 | 130 | 507.6775 | 0.00013088 | 0.044072 | 280 | 1571.92 | 1.1119 | 1 | 1 | 1 | 0.20573 | 0.2498 | Jet kerosene | 7.51 | 503.955 | 0 | 0.0048161 | 0.010819 | 0.99743 | 130 | 503.955 | 0.00011577 | 0.030735 | 280 | 1571.92 | 1.1119 | 1 | 1 | 1 | 0.18199 | 0.21272 | 1.0271 | 0.00051354 | 3.0535 | 0.0015267 | 4.0806 | 0.0020403 | 121 | 841 | 854 | 841 | 2041 | 2064 | 2059 | 2069 | 2074 | 2045 | 2047
| FX - 62 | FIXTANK 209 | 1151.2874 | 0.06 | 11 | 24 | 12.1146 | 0.34375 | 0.11458 | 23 | 8 | N/A | N/A | Insulated | Jet kerosene | 0 | 503.5 | 0 | 0.0047396 | 0 | 0.99697 | 130 | 503.5 | 0.00011404 | 0 | 406 | 2279.284 | 1.0902 | 1 | 1 | 1 | 0.25992 | 0.25992 | Jet kerosene | 0 | 504.3 | 0 | 0.0048749 | 0 | 0.99688 | 130 | 504.3 | 0.00011711 | 0 | 406 | 2279.284 | 1.0902 | 1 | 1 | 1 | 0.26692 | 0.26692 | Jet kerosene | 0 | 505.7 | 0 | 0.0051199 | 0 | 0.99672 | 130 | 505.7 | 0.00012265 | 0 | 406 | 2279.284 | 1.0902 | 1 | 1 | 1 | 0.27956 | 0.27956 | Jet kerosene | 0 | 508.2 | 0 | 0.0055847 | 0 | 0.99643 | 130 | 508.2 | 0.00013313 | 0 | 406 | 2279.284 | 1.0902 | 1 | 1 | 1 | 0.30344 | 0.30344 | Jet kerosene | 0 | 512.75 | 0 | 0.0065274 | 0 | 0.99583 | 130 | 512.75 | 0.00015422 | 0 | 406 | 2279.284 | 1.0902 | 1 | 1 | 1 | 0.35151 | 0.35151 | Jet kerosene | 0 | 516.55 | 0 | 0.00742 | 0 | 0.99526 | 130 | 516.55 | 0.00017402 | 0 | 406 | 2279.284 | 1.0902 | 1 | 1 | 1 | 0.39663 | 0.39663 | Jet kerosene | 0 | 520.05 | 0 | 0.0083358 | 0 | 0.99468 | 130 | 520.05 | 0.00019418 | 0 | 406 | 2279.284 | 1.0902 | 1 | 1 | 1 | 0.44259 | 0.44259 | Jet kerosene | 0 | 520.5 | 0 | 0.0084605 | 0 | 0.9946 | 130 | 520.5 | 0.00019692 | 0 | 406 | 2279.284 | 1.0902 | 1 | 1 | 1 | 0.44883 | 0.44883 | Jet kerosene | 0 | 518.2 | 0 | 0.00784 | 0 | 0.99499 | 130 | 518.2 | 0.00018328 | 0 | 406 | 2279.284 | 1.0902 | 1 | 1 | 1 | 0.41775 | 0.41775 | Jet kerosene | 0 | 512.25 | 0 | 0.0064173 | 0 | 0.9959 | 130 | 512.25 | 0.00015177 | 0 | 406 | 2279.284 | 1.0902 | 1 | 1 | 1 | 0.34592 | 0.34592 | Jet kerosene | 0 | 506.7 | 0 | 0.0053015 | 0 | 0.99661 | 130 | 506.7 | 0.00012675 | 0 | 406 | 2279.284 | 1.0902 | 1 | 1 | 1 | 0.2889 | 0.2889 | Jet kerosene | 0 | 503.2 | 0 | 0.0046897 | 0 | 0.997 | 130 | 503.2 | 0.0001129 | 0 | 406 | 2279.284 | 1.0902 | 1 | 1 | 1 | 0.25734 | 0.25734 | 0 | 0 | 4.0593 | 0.0020297 | 4.0593 | 0.0020297 | 123 | 855 | 868 | 855 | 2075 | 2098 | 2093 | 2103 | 2108 | 2079 | 2081
| FX - 63 | FIXTANK 211 | 1371.3052 | 0.06 | 12 | 24 | 12.125 | 0.375 | 0.125 | 23 | 9 | N/A | N/A | Insulated | Jet kerosene | 0 | 503.5 | 0 | 0.0047396 | 0 | 0.99696 | 130 | 503.5 | 0.00011404 | 0 | 500 | 2807 | 1.1282 | 1 | 1 | 1 | 0.3201 | 0.3201 | Jet kerosene | 0 | 504.3 | 0 | 0.0048749 | 0 | 0.99688 | 130 | 504.3 | 0.00011711 | 0 | 500 | 2807 | 1.1282 | 1 | 1 | 1 | 0.32871 | 0.32871 | Jet kerosene | 0 | 505.7 | 0 | 0.0051199 | 0 | 0.99672 | 130 | 505.7 | 0.00012265 | 0 | 500 | 2807 | 1.1282 | 1 | 1 | 1 | 0.34428 | 0.34428 | Jet kerosene | 0 | 508.2 | 0 | 0.0055847 | 0 | 0.99642 | 130 | 508.2 | 0.00013313 | 0 | 500 | 2807 | 1.1282 | 1 | 1 | 1 | 0.37369 | 0.37369 | Jet kerosene | 0 | 512.75 | 0 | 0.0065274 | 0 | 0.99582 | 130 | 512.75 | 0.00015422 | 0 | 500 | 2807 | 1.1282 | 1 | 1 | 1 | 0.43289 | 0.43289 | Jet kerosene | 0 | 516.55 | 0 | 0.00742 | 0 | 0.99525 | 130 | 516.55 | 0.00017402 | 0 | 500 | 2807 | 1.1282 | 1 | 1 | 1 | 0.48847 | 0.48847 | Jet kerosene | 0 | 520.05 | 0 | 0.0083358 | 0 | 0.99467 | 130 | 520.05 | 0.00019418 | 0 | 500 | 2807 | 1.1282 | 1 | 1 | 1 | 0.54507 | 0.54507 | Jet kerosene | 0 | 520.5 | 0 | 0.0084605 | 0 | 0.99459 | 130 | 520.5 | 0.00019692 | 0 | 500 | 2807 | 1.1282 | 1 | 1 | 1 | 0.55274 | 0.55274 | Jet kerosene | 0 | 518.2 | 0 | 0.00784 | 0 | 0.99499 | 130 | 518.2 | 0.00018328 | 0 | 500 | 2807 | 1.1282 | 1 | 1 | 1 | 0.51447 | 0.51447 | Jet kerosene | 0 | 512.25 | 0 | 0.0064173 | 0 | 0.99589 | 130 | 512.25 | 0.00015177 | 0 | 500 | 2807 | 1.1282 | 1 | 1 | 1 | 0.42601 | 0.42601 | Jet kerosene | 0 | 506.7 | 0 | 0.0053015 | 0 | 0.9966 | 130 | 506.7 | 0.00012675 | 0 | 500 | 2807 | 1.1282 | 1 | 1 | 1 | 0.35579 | 0.35579 | Jet kerosene | 0 | 503.2 | 0 | 0.0046897 | 0 | 0.997 | 130 | 503.2 | 0.0001129 | 0 | 500 | 2807 | 1.1282 | 1 | 1 | 1 | 0.31692 | 0.31692 | 0 | 0 | 4.9991 | 0.0024996 | 4.9991 | 0.0024996 | 125 | 869 | 882 | 869 | 2109 | 2132 | 2127 | 2137 | 2142 | 2113 | 2115
| FX - 64 | FIXTANK 213 | 875.3723 | 0.06 | 10.5 | 20 | 10.1094 | 0.32812 | 0.10938 | 19 | 10 | N/A | N/A | Insulated | Jet kerosene | 0 | 503.5 | 0 | 0.0047396 | 0 | 0.99747 | 130 | 503.5 | 0.00011404 | 0 | 308 | 1729.112 | 1.1094 | 1 | 1 | 1 | 0.19718 | 0.19718 | Jet kerosene | 0 | 504.3 | 0 | 0.0048749 | 0 | 0.99739 | 130 | 504.3 | 0.00011711 | 0 | 308 | 1729.112 | 1.1094 | 1 | 1 | 1 | 0.20249 | 0.20249 | Jet kerosene | 0 | 505.7 | 0 | 0.0051199 | 0 | 0.99726 | 130 | 505.7 | 0.00012265 | 0 | 308 | 1729.112 | 1.1094 | 1 | 1 | 1 | 0.21208 | 0.21208 | Jet kerosene | 0 | 508.2 | 0 | 0.0055847 | 0 | 0.99702 | 130 | 508.2 | 0.00013313 | 0 | 308 | 1729.112 | 1.1094 | 1 | 1 | 1 | 0.23019 | 0.23019 | Jet kerosene | 0 | 512.75 | 0 | 0.0065274 | 0 | 0.99651 | 130 | 512.75 | 0.00015422 | 0 | 308 | 1729.112 | 1.1094 | 1 | 1 | 1 | 0.26666 | 0.26666 | Jet kerosene | 0 | 516.55 | 0 | 0.00742 | 0 | 0.99604 | 130 | 516.55 | 0.00017402 | 0 | 308 | 1729.112 | 1.1094 | 1 | 1 | 1 | 0.3009 | 0.3009 | Jet kerosene | 0 | 520.05 | 0 | 0.0083358 | 0 | 0.99555 | 130 | 520.05 | 0.00019418 | 0 | 308 | 1729.112 | 1.1094 | 1 | 1 | 1 | 0.33576 | 0.33576 | Jet kerosene | 0 | 520.5 | 0 | 0.0084605 | 0 | 0.99549 | 130 | 520.5 | 0.00019692 | 0 | 308 | 1729.112 | 1.1094 | 1 | 1 | 1 | 0.34049 | 0.34049 | Jet kerosene | 0 | 518.2 | 0 | 0.00784 | 0 | 0.99582 | 130 | 518.2 | 0.00018328 | 0 | 308 | 1729.112 | 1.1094 | 1 | 1 | 1 | 0.31692 | 0.31692 | Jet kerosene | 0 | 512.25 | 0 | 0.0064173 | 0 | 0.99657 | 130 | 512.25 | 0.00015177 | 0 | 308 | 1729.112 | 1.1094 | 1 | 1 | 1 | 0.26242 | 0.26242 | Jet kerosene | 0 | 506.7 | 0 | 0.0053015 | 0 | 0.99717 | 130 | 506.7 | 0.00012675 | 0 | 308 | 1729.112 | 1.1094 | 1 | 1 | 1 | 0.21917 | 0.21917 | Jet kerosene | 0 | 503.2 | 0 | 0.0046897 | 0 | 0.99749 | 130 | 503.2 | 0.0001129 | 0 | 308 | 1729.112 | 1.1094 | 1 | 1 | 1 | 0.19522 | 0.19522 | 0 | 0 | 3.0795 | 0.0015397 | 3.0795 | 0.0015397 | 127 | 883 | 896 | 883 | 2143 | 2166 | 2161 | 2171 | 2176 | 2147 | 2149
| FX - 65 | FIXTANK 306 | 185.5503 | 0.06 | 6 | 13 | 6.5625 | 0.1875 | 0.0625 | 12 | 11 | N/A | N/A | Insulated | Jet kerosene | 0 | 503.5 | 0 | 0.0047396 | 0 | 0.99835 | 130 | 503.5 | 0.00011404 | 0 | 70 | 392.98 | 1.2635 | 1 | 1 | 1 | 0.044814 | 0.044814 | Jet kerosene | 0 | 504.3 | 0 | 0.0048749 | 0 | 0.99831 | 130 | 504.3 | 0.00011711 | 0 | 70 | 392.98 | 1.2635 | 1 | 1 | 1 | 0.04602 | 0.04602 | Jet kerosene | 0 | 505.7 | 0 | 0.0051199 | 0 | 0.99822 | 130 | 505.7 | 0.00012265 | 0 | 70 | 392.98 | 1.2635 | 1 | 1 | 1 | 0.048199 | 0.048199 | Jet kerosene | 0 | 508.2 | 0 | 0.0055847 | 0 | 0.99806 | 130 | 508.2 | 0.00013313 | 0 | 70 | 392.98 | 1.2635 | 1 | 1 | 1 | 0.052316 | 0.052316 | Jet kerosene | 0 | 512.75 | 0 | 0.0065274 | 0 | 0.99773 | 130 | 512.75 | 0.00015422 | 0 | 70 | 392.98 | 1.2635 | 1 | 1 | 1 | 0.060605 | 0.060605 | Jet kerosene | 0 | 516.55 | 0 | 0.00742 | 0 | 0.99743 | 130 | 516.55 | 0.00017402 | 0 | 70 | 392.98 | 1.2635 | 1 | 1 | 1 | 0.068385 | 0.068385 | Jet kerosene | 0 | 520.05 | 0 | 0.0083358 | 0 | 0.99711 | 130 | 520.05 | 0.00019418 | 0 | 70 | 392.98 | 1.2635 | 1 | 1 | 1 | 0.076309 | 0.076309 | Jet kerosene | 0 | 520.5 | 0 | 0.0084605 | 0 | 0.99707 | 130 | 520.5 | 0.00019692 | 0 | 70 | 392.98 | 1.2635 | 1 | 1 | 1 | 0.077384 | 0.077384 | Jet kerosene | 0 | 518.2 | 0 | 0.00784 | 0 | 0.99728 | 130 | 518.2 | 0.00018328 | 0 | 70 | 392.98 | 1.2635 | 1 | 1 | 1 | 0.072026 | 0.072026 | Jet kerosene | 0 | 512.25 | 0 | 0.0064173 | 0 | 0.99777 | 130 | 512.25 | 0.00015177 | 0 | 70 | 392.98 | 1.2635 | 1 | 1 | 1 | 0.059641 | 0.059641 | Jet kerosene | 0 | 506.7 | 0 | 0.0053015 | 0 | 0.99816 | 130 | 506.7 | 0.00012675 | 0 | 70 | 392.98 | 1.2635 | 1 | 1 | 1 | 0.049811 | 0.049811 | Jet kerosene | 0 | 503.2 | 0 | 0.0046897 | 0 | 0.99837 | 130 | 503.2 | 0.0001129 | 0 | 70 | 392.98 | 1.2635 | 1 | 1 | 1 | 0.044369 | 0.044369 | 0 | 0 | 0.69988 | 0.00034994 | 0.69988 | 0.00034994 | 129 | 897 | 910 | 897 | 2177 | 2200 | 2195 | 2205 | 2210 | 2181 | 2183
| FX - 66 | FIXTANK 307 | 175.9865 | 0.06 | 7 | 9 | 4.5729 | 0.21875 | 0.072917 | 8 | 10 | N/A | N/A | Insulated | Jet kerosene | 0 | 503.5 | 0 | 0.0047396 | 0 | 0.99885 | 130 | 503.5 | 0.00011404 | 0 | 85 | 477.19 | 1.7714 | 1 | 1 | 1 | 0.054417 | 0.054417 | Jet kerosene | 0 | 504.3 | 0 | 0.0048749 | 0 | 0.99882 | 130 | 504.3 | 0.00011711 | 0 | 85 | 477.19 | 1.7714 | 1 | 1 | 1 | 0.055882 | 0.055882 | Jet kerosene | 0 | 505.7 | 0 | 0.0051199 | 0 | 0.99876 | 130 | 505.7 | 0.00012265 | 0 | 85 | 477.19 | 1.7714 | 1 | 1 | 1 | 0.058528 | 0.058528 | Jet kerosene | 0 | 508.2 | 0 | 0.0055847 | 0 | 0.99865 | 130 | 508.2 | 0.00013313 | 0 | 85 | 477.19 | 1.7714 | 1 | 1 | 1 | 0.063527 | 0.063527 | Jet kerosene | 0 | 512.75 | 0 | 0.0065274 | 0 | 0.99842 | 130 | 512.75 | 0.00015422 | 0 | 85 | 477.19 | 1.7714 | 1 | 1 | 1 | 0.073592 | 0.073592 | Jet kerosene | 0 | 516.55 | 0 | 0.00742 | 0 | 0.9982 | 130 | 516.55 | 0.00017402 | 0 | 85 | 477.19 | 1.7714 | 1 | 1 | 1 | 0.083039 | 0.083039 | Jet kerosene | 0 | 520.05 | 0 | 0.0083358 | 0 | 0.99798 | 130 | 520.05 | 0.00019418 | 0 | 85 | 477.19 | 1.7714 | 1 | 1 | 1 | 0.092661 | 0.092661 | Jet kerosene | 0 | 520.5 | 0 | 0.0084605 | 0 | 0.99795 | 130 | 520.5 | 0.00019692 | 0 | 85 | 477.19 | 1.7714 | 1 | 1 | 1 | 0.093966 | 0.093966 | Jet kerosene | 0 | 518.2 | 0 | 0.00784 | 0 | 0.9981 | 130 | 518.2 | 0.00018328 | 0 | 85 | 477.19 | 1.7714 | 1 | 1 | 1 | 0.087461 | 0.087461 | Jet kerosene | 0 | 512.25 | 0 | 0.0064173 | 0 | 0.99845 | 130 | 512.25 | 0.00015177 | 0 | 85 | 477.19 | 1.7714 | 1 | 1 | 1 | 0.072422 | 0.072422 | Jet kerosene | 0 | 506.7 | 0 | 0.0053015 | 0 | 0.99872 | 130 | 506.7 | 0.00012675 | 0 | 85 | 477.19 | 1.7714 | 1 | 1 | 1 | 0.060485 | 0.060485 | Jet kerosene | 0 | 503.2 | 0 | 0.0046897 | 0 | 0.99886 | 130 | 503.2 | 0.0001129 | 0 | 85 | 477.19 | 1.7714 | 1 | 1 | 1 | 0.053877 | 0.053877 | 0 | 0 | 0.84985 | 0.00042493 | 0.84985 | 0.00042493 | 131 | 911 | 924 | 911 | 2211 | 2234 | 2229 | 2239 | 2244 | 2215 | 2217
| FX - 67 | FIXTANK 317 | 695.4046 | 0.06 | 10 | 17.5 | 8.8542 | 0.3125 | 0.10417 | 16.5 | 11 | N/A | N/A | Insulated | Jet kerosene | 0 | 503.5 | 0 | 0.0047396 | 0 | 0.99778 | 130 | 503.5 | 0.00011404 | 0 | 250 | 1403.5 | 1.1529 | 1 | 1 | 1 | 0.16005 | 0.16005 | Jet kerosene | 0 | 504.3 | 0 | 0.0048749 | 0 | 0.99772 | 130 | 504.3 | 0.00011711 | 0 | 250 | 1403.5 | 1.1529 | 1 | 1 | 1 | 0.16436 | 0.16436 | Jet kerosene | 0 | 505.7 | 0 | 0.0051199 | 0 | 0.9976 | 130 | 505.7 | 0.00012265 | 0 | 250 | 1403.5 | 1.1529 | 1 | 1 | 1 | 0.17214 | 0.17214 | Jet kerosene | 0 | 508.2 | 0 | 0.0055847 | 0 | 0.99739 | 130 | 508.2 | 0.00013313 | 0 | 250 | 1403.5 | 1.1529 | 1 | 1 | 1 | 0.18684 | 0.18684 | Jet kerosene | 0 | 512.75 | 0 | 0.0065274 | 0 | 0.99695 | 130 | 512.75 | 0.00015422 | 0 | 250 | 1403.5 | 1.1529 | 1 | 1 | 1 | 0.21645 | 0.21645 | Jet kerosene | 0 | 516.55 | 0 | 0.00742 | 0 | 0.99653 | 130 | 516.55 | 0.00017402 | 0 | 250 | 1403.5 | 1.1529 | 1 | 1 | 1 | 0.24423 | 0.24423 | Jet kerosene | 0 | 520.05 | 0 | 0.0083358 | 0 | 0.9961 | 130 | 520.05 | 0.00019418 | 0 | 250 | 1403.5 | 1.1529 | 1 | 1 | 1 | 0.27253 | 0.27253 | Jet kerosene | 0 | 520.5 | 0 | 0.0084605 | 0 | 0.99605 | 130 | 520.5 | 0.00019692 | 0 | 250 | 1403.5 | 1.1529 | 1 | 1 | 1 | 0.27637 | 0.27637 | Jet kerosene | 0 | 518.2 | 0 | 0.00784 | 0 | 0.99633 | 130 | 518.2 | 0.00018328 | 0 | 250 | 1403.5 | 1.1529 | 1 | 1 | 1 | 0.25724 | 0.25724 | Jet kerosene | 0 | 512.25 | 0 | 0.0064173 | 0 | 0.997 | 130 | 512.25 | 0.00015177 | 0 | 250 | 1403.5 | 1.1529 | 1 | 1 | 1 | 0.213 | 0.213 | Jet kerosene | 0 | 506.7 | 0 | 0.0053015 | 0 | 0.99752 | 130 | 506.7 | 0.00012675 | 0 | 250 | 1403.5 | 1.1529 | 1 | 1 | 1 | 0.1779 | 0.1779 | Jet kerosene | 0 | 503.2 | 0 | 0.0046897 | 0 | 0.9978 | 130 | 503.2 | 0.0001129 | 0 | 250 | 1403.5 | 1.1529 | 1 | 1 | 1 | 0.15846 | 0.15846 | 0 | 0 | 2.4996 | 0.0012498 | 2.4996 | 0.0012498 | 133 | 925 | 938 | 925 | 2245 | 2268 | 2263 | 2273 | 2278 | 2249 | 2251
| 1 | 2 | 3 | 4 | 5 | 6 | 7 | 8 | 9 | 10 | 11 | 12 | 13 | 14 | 15 | 16 | 17 | 18 | 19 | 20 | 21 | 22 | 23 | 24 | 25 | 26 | 27 | 28 | 29 | 30 | 31 | 32 | 33 | 34 | 35 | 36 | 37 | 38 | 39 | 40 | 41 | 42 | 43 | 44 | 45 | 46 | 47 | 48 | 49 | 50 | 51 | 52 | 53 | 54 | 55 | 56 | 57 | 58 | 59 | 60 | 61 | 62 | 63 | 64 | 65 | 66 | 67 | 68 | 69 | 70 | 71 | 72 | 73 | 74 | 75 | 76 | 77 | 78 | 79 | 80 | 81 | 82 | 83 | 84 | 85 | 86 | 87 | 88 | 89 | 90 | 91 | 92 | 93 | 94 | 95 | 96 | 97 | 98 | 99 | 100 | 101 | 102 | 103 | 104 | 105 | 106 | 107 | 108 | 109 | 110 | 111 | 112 | 113 | 114 | 115 | 116 | 117 | 118 | 119 | 120 | 121 | 122 | 123 | 124 | 125 | 126 | 127 | 128 | 129 | 130 | 131 | 132 | 133 | 134 | 135 | 136 | 137 | 138 | 139 | 140 | 141 | 142 | 143 | 144 | 145 | 146 | 147 | 148 | 149 | 150 | 151 | 152 | 153 | 154 | 155 | 156 | 157 | 158 | 159 | 160 | 161 | 162 | 163 | 164 | 165 | 166 | 167 | 168 | 169 | 170 | 171 | 172 | 173 | 174 | 175 | 176 | 177 | 178 | 179 | 180 | 181 | 182 | 183 | 184 | 185 | 186 | 187 | 188 | 189 | 190 | 191 | 192 | 193 | 194 | 195 | 196 | 197 | 198 | 199 | 200 | 201 | 202 | 203 | 204 | 205 | 206 | 207 | 208 | 209 | 210 | 211 | 212 | 213 | 214 | 215 | 216 | 217 | 218 | 219 | 220 | 221 | 222 | 223 | 224 | 225 | 226 | 227 | 228 | 229 | 230 | 231 | 232 | 233 | 234 | 235 | 236 | 237 | 238 | 239 | 240 | 241 | 242 | 243 | 244 | 245 | 246 | 247 | 248
FX_Calc_Column | 1 | 2 | 3 | 4 | 5 | 6 | 7 | 8 | 9 | 10 | 11 | 12 | 13 | 14 | [10 empty] | 1 | [18 empty] | 2 | [18 empty] | 3 | [18 empty] | 4 | [18 empty] | 5 | [18 empty] | 6 | [18 empty] | 7 | [18 empty] | 8 | [18 empty] | 9 | [18 empty] | 10 | [18 empty] | 11 | [9 empty] | LS: 12
FX_Input Column Reference | 1 | 2 |  | 15 | 4 | 4 | 4 | 4 | 4 | 4 |  | 11 | 13 |  | 17 | [10 empty] | 89 | [7 empty] | 22 | [10 empty] | 90 | [7 empty] | 27 | [10 empty] | 91 | [7 empty] | 32 | [10 empty] | 92 | [7 empty] | 37 | [10 empty] | 93 | [7 empty] | 42 | [10 empty] | 94 | [7 empty] | 47 | [10 empty] | 95 | [7 empty] | 52 | [10 empty] | 96 | [7 empty] | 57 | [10 empty] | 97 | [7 empty] | 62 | [10 empty] | 98 | [7 empty] | 67 | [10 empty] | 99 | [7 empty] | 72 | Q: 100
|  |  |  | 16 | 5 | 6 |  | 8 | 8 |  |  | 12 | 14
[5 empty] | 6 | 5 |  | 9
10
FX_Temp Column Reference | [15 empty] | 1 | 1 | [5 empty] | 1 | [11 empty] | 2 | 2 | [5 empty] | 2 | [11 empty] | 3 | 3 | [5 empty] | 3 | [11 empty] | 4 | 4 | [5 empty] | 4 | [11 empty] | 5 | 5 | [5 empty] | 5 | [11 empty] | 6 | 6 | [5 empty] | 6 | [11 empty] | 7 | 7 | [5 empty] | 7 | [11 empty] | 8 | 8 | [5 empty] | 8 | [11 empty] | 9 | 9 | [5 empty] | 9 | [11 empty] | 10 | 10 | [5 empty] | 10 | [11 empty] | 11 | 11 | [5 empty] | 11 | [11 empty] | ΔTV: 12; TLA: 12; TV: 12
[30 empty] | 1 | [18 empty] | 2 | [18 empty] | 3 | [18 empty] | 4 | [18 empty] | 5 | [18 empty] | 6 | [18 empty] | 7 | [18 empty] | 8 | [18 empty] | 9 | [18 empty] | 10 | [18 empty] | 11 |  |  |  |  | KP: 12
FX_Vap Column Reference | [17 empty] | 1 | 1 |  |  | 1 | [14 empty] | 2 | 2 |  |  | 2 | [14 empty] | 3 | 3 |  |  | 3 | [14 empty] | 4 | 4 |  |  | 4 | [14 empty] | 5 | 5 |  |  | 5 | [14 empty] | 6 | 6 |  |  | 6 | [14 empty] | 7 | 7 |  |  | 7 | [14 empty] | 8 | 8 |  |  | 8 | [14 empty] | 9 | 9 |  |  | 9 | [14 empty] | 10 | 10 |  |  | 10 | [14 empty] | 11 | 11 |  |  | 11 | [12 empty] | ΔPV: 12; PVA: 12; MV: 12

## Floating Roof Tank Cons
Floating Roof Tank Construction
| TANK NAME/LOCATION |  |  | TANK CONSTRUCTION | [17 empty] | SS Tank Number
| Spreadsheet Tank Number | Air Permit ID & Terminal ID | Location | Tank Type | Tank Diameter | Tank Shell Height | Tank Capacity | Select Shell Paint Shade/Type from Drop-down Menu | Select Shell Paint Condition from Drop-down Menu | Select Roof Paint Shade/Type from Drop-down Menu | Select Roof Paint Condition from Drop-down Menu | Select Tank Shell Condition from Drop-down Menu | Select Floating Roof Type from Drop-down Menu | Select Deck Construction from Drop-down Menu | Select Bolted Deck Construction from Drop-down Menu | Select Deck Type from Drop-down Menu | Select Seal from Drop-down Menu | Select Seal Tightness from Drop-down Menu | Select Roof Support Type from Drop-down Menu | Select Roof Support Column Construction from Drop-down Menu | Number of Support Columns Leave blank if unknown
[5 empty] | (ft) | (ft) | (gal)
| FLT - 1 | EXTANK 105 | Portland | Welded | 139 | 48 | 728384.5399 | White | Average | White | Average | Light Rust | External Floating Roof | Welded Deck | N/A - Welded | Pontoon | Mechanical Shoe w/ Rim Mounted Secondary | Average | N/A - EFR/Domed EFR | Unknown |  | 1
| FLT - 2 | EXTANK 106 | Portland | Welded | 139 | 48 | 728384.5399 | White | Average | White | Average | Light Rust | External Floating Roof | Welded Deck | N/A - Welded | Pontoon | Mechanical Shoe w/ Rim Mounted Secondary | Average | N/A - EFR/Domed EFR | Unknown |  | 2
| FLT - 3 | EXTANK 120 | Portland | Welded | 32 | 32 | 25735.927 | Gray-Medium | Average | Gray-Medium | Average | Light Rust | External Floating Roof | Welded Deck | N/A - Welded | Pontoon | Mechanical Shoe w/ Rim Mounted Secondary | Average | N/A - EFR/Domed EFR | Unknown |  | 3
| FLT - 4 | INTANK 63 | Portland | Welded | 144 | 45 | 732870.7342 | White | Average | White | Average | Light Rust | Internal Floating Roof | Welded Deck | N/A - Welded | N/A - IFR | Mechanical Shoe w/ Rim Mounted Secondary | Average | IFR - Column Supported | 9" by 7" |  | 4
| FLT - 5 | INTANK 68 | Portland | Welded | 120 | 39 | 441079.6086 | White | Average | White | Average | Light Rust | Internal Floating Roof | Welded Deck | N/A - Welded | N/A - IFR | Mechanical Shoe w/ Rim Mounted Secondary | Average | IFR - Column Supported | 9" by 7" |  | 5
| FLT - 6 | INTANK 71 | Portland | Welded | 80 | 40 | 201061.9298 | White | Average | White | Average | Light Rust | Internal Floating Roof | Welded Deck | N/A - Welded | N/A - IFR | Mechanical Shoe w/ Rim Mounted Secondary | Average | IFR - Column Supported | 9" by 7" |  | 6
| FLT - 7 | INTANK 95 | Portland | Welded | 48 | 30 | 54286.7211 | Gray-Medium | Average | Gray-Medium | Average | Light Rust | Internal Floating Roof | Welded Deck | N/A - Welded | N/A - IFR | Mechanical Shoe w/ Rim Mounted Secondary | Average | IFR - Column Supported | 9" by 7" |  | 7
| FLT - 8 | INTANK 104 | Portland | Welded | 144 | 46 | 749156.7505 | White | Average | White | Average | Light Rust | Internal Floating Roof | Welded Deck | N/A - Welded | N/A - IFR | Mechanical Shoe w/ Rim Mounted Secondary | Average | IFR - Column Supported | 9" by 7" |  | 8
| FLT - 9 | INTANK 114 | Portland | Welded | 52 | 40 | 84948.6654 | White | Average | White | Average | Light Rust | Internal Floating Roof | Welded Deck | N/A - Welded | N/A - IFR | Mechanical Shoe w/ Rim Mounted Secondary | Average | IFR - Column Supported | 9" by 7" |  | 9
| FLT - 10 | INTANK 130 | Portland | Welded | 120 | 40 | 452389.3421 | White | Average | White | Average | Light Rust | Internal Floating Roof | Welded Deck | N/A - Welded | N/A - IFR | Mechanical Shoe w/ Rim Mounted Secondary | Average | IFR - Column Supported | 9" by 7" |  | 10
Column # | 1 | 2 | 3 | 4 | 5 | 6 | 7 | 8 | 9 | 10 | 11 | 12 | 13 | 14 | 15 | 16 | 17 | 18 | 19 | 20 | 21

## Floating Roof Fitting Info
[15 empty] | 2 |  |  | 3 |  |  | 4 |  |  | 5 |  |  | 6 |  |  | 7 |  |  | 8 |  |  | 9 |  |  | 10 |  |  | 11 |  |  | 12 |  |  | 13
Floating Roof Fitting Information & FF Calculations
Tank Construction Details | [7 empty] | AP-42 Table 7.1-12 Quantities (use pulldowns to select fitting types) | [6 empty] | January |  |  | February |  |  | March |  |  | April |  |  | May |  |  | June |  |  | July |  |  | August |  |  | September |  |  | October |  |  | November |  |  | December |  |  | Annual |  | FLT_Cons Row | FLT_Cons Column
Spreadsheet Tank Number | Air Permit ID & Terminal ID | Location | Diameter (ft) | Roof Type | Deck Type | Rim Seal Type | Roof Support | Deck Fitting Name | Deck Fitting Type | KFa (mol/yr) | KFb (mol/mph-yr) | m | Kv | NFi (manual entry if known) | V (mph) | KF (mol/yr) | FFi (mol/month) | V | KF (mol/yr) | FFi (mol/month) | V | KF (mol/yr) | FFi (mol/month) | V | KF (mol/yr) | FFi (mol/month) | V | KF (mol/yr) | FFi (mol/month) | V | KF (mol/yr) | FFi (mol/month) | V | KF (mol/yr) | FFi (mol/month) | V | KF (mol/yr) | FFi (mol/month) | V | KF (mol/yr) | FFi (mol/month) | V | KF (mol/yr) | FFi (mol/month) | V | KF (mol/yr) | FFi (mol/month) | V | KF (mol/yr) | FFi (mol/month) | Total FF (mol/yr) |  |  | SS # | ID # | Location | Diameter | Roof | Deck | Rim Seal | Roof Support Column | NC
FLT - 1 | EXTANK 105 | Portland | 139 | External Floating Roof | Pontoon | Mechanical Shoe w/ Rim Mounted Secondary | N/A - EFR/Domed EFR | Access Hatch (24" Diameter Well) | Bolted cover, gasketed | 1.6 | 0 | 0 | 0.7 | 1 | 8.5 | 1.6 | 0.13589 | 7.8 | 1.6 | 0.12274 | 7.8 | 1.6 | 0.13589 | 7.8 | 1.6 | 0.13151 | 7.6 | 1.6 | 0.13589 | 7.8 | 1.6 | 0.13151 | 8.1 | 1.6 | 0.13589 | 7.2 | 1.6 | 0.13589 | 6.7 | 1.6 | 0.13151 | 6.7 | 1.6 | 0.13589 | 7.8 | 1.6 | 0.13151 | 8.7 | 1.6 | 0.13589 | 1.6 | 1 | 1 | 1 | 2 | 3 | 5 | 13 | 16 | 17 | 19 | 21
[8 empty] | Fixed roof support column well | N/A - EFR/Domed EFR | 0 | 0 | 0 | 0.7 | 0 | 8.5 | 0 | 0 | 7.8 | 0 | 0 | 7.8 | 0 | 0 | 7.8 | 0 | 0 | 7.6 | 0 | 0 | 7.8 | 0 | 0 | 8.1 | 0 | 0 | 7.2 | 0 | 0 | 6.7 | 0 | 0 | 6.7 | 0 | 0 | 7.8 | 0 | 0 | 8.7 | 0 | 0 | 0 | 2
[8 empty] | Unslotted guide-pole and well (8" diameter unslotted pole, 21" diameter well) | Gasketed sliding cover w/ pole wiper | 14 | 3.7 | 0.78 | 0.7 | 1 | 8.5 | 28.8705 | 2.452 | 7.8 | 27.9063 | 2.1408 | 7.8 | 27.9063 | 2.3701 | 7.8 | 27.9063 | 2.2937 | 7.6 | 27.6274 | 2.3464 | 7.8 | 27.9063 | 2.2937 | 8.1 | 28.3218 | 2.4054 | 7.2 | 27.0646 | 2.2986 | 6.7 | 26.3514 | 2.1659 | 6.7 | 26.3514 | 2.2381 | 7.8 | 27.9063 | 2.2937 | 8.7 | 29.1427 | 2.4751 | 27.7735 | 3
[8 empty] | Slotted guide-pole/sample well (8" diameter slotted pole, 21" diameter well) | N/A - EFR/Domed EFR | 0 | 0 | 0 | 0.7 | 1 | 8.5 | 0 | 0 | 7.8 | 0 | 0 | 7.8 | 0 | 0 | 7.8 | 0 | 0 | 7.6 | 0 | 0 | 7.8 | 0 | 0 | 8.1 | 0 | 0 | 7.2 | 0 | 0 | 6.7 | 0 | 0 | 6.7 | 0 | 0 | 7.8 | 0 | 0 | 8.7 | 0 | 0 | 0 | 4
[8 empty] | Gauge-float well (automatic gauge) | Bolted cover, gasketed | 2.8 | 0 | 0 | 0.7 | 1 | 8.5 | 2.8 | 0.23781 | 7.8 | 2.8 | 0.21479 | 7.8 | 2.8 | 0.23781 | 7.8 | 2.8 | 0.23014 | 7.6 | 2.8 | 0.23781 | 7.8 | 2.8 | 0.23014 | 8.1 | 2.8 | 0.23781 | 7.2 | 2.8 | 0.23781 | 6.7 | 2.8 | 0.23014 | 6.7 | 2.8 | 0.23781 | 7.8 | 2.8 | 0.23014 | 8.7 | 2.8 | 0.23781 | 2.8 | 5
[8 empty] | Gauge hatch/sample port | Unknown - EFR/Domed EFR | 0.47 | 0.02 | 0.97 | 0.7 | 1 | 8.5 | 0.5828 | 0.049498 | 7.8 | 0.57378 | 0.044016 | 7.8 | 0.57378 | 0.048732 | 7.8 | 0.57378 | 0.04716 | 7.6 | 0.5712 | 0.048513 | 7.8 | 0.57378 | 0.04716 | 8.1 | 0.57765 | 0.049061 | 7.2 | 0.56603 | 0.048073 | 6.7 | 0.55955 | 0.04599 | 6.7 | 0.55955 | 0.047523 | 7.8 | 0.57378 | 0.04716 | 8.7 | 0.58537 | 0.049717 | 0.5726 | 6
[8 empty] | Vacuum breaker | Weighted mechanical actuation, ungasketed | 7.8 | 0.01 | 4 | 0.7 | 2 | 8.5 | 20.3334 | 3.4539 | 7.8 | 16.6873 | 2.5602 | 7.8 | 16.6873 | 2.8346 | 7.8 | 16.6873 | 2.7431 | 7.6 | 15.8103 | 2.6856 | 7.8 | 16.6873 | 2.7431 | 8.1 | 18.1355 | 3.0806 | 7.2 | 14.2524 | 2.421 | 6.7 | 12.6383 | 2.0775 | 6.7 | 12.6383 | 2.1468 | 7.8 | 16.6873 | 2.7431 | 8.7 | 21.5553 | 3.6614 | 33.1509 | 7
[8 empty] | Deck Drain (3" diameter) | Unknown - EFR/Domed EFR | 1.8 | 0.14 | 1.1 | 0.7 | 2 | 8.5 | 2.7956 | 0.47487 | 7.8 | 2.7058 | 0.41514 | 7.8 | 2.7058 | 0.45962 | 7.8 | 2.7058 | 0.44479 | 7.6 | 2.6803 | 0.45528 | 7.8 | 2.7058 | 0.44479 | 8.1 | 2.7442 | 0.46614 | 7.2 | 2.6295 | 0.44665 | 6.7 | 2.5663 | 0.42186 | 6.7 | 2.5663 | 0.43593 | 7.8 | 2.7058 | 0.44479 | 8.7 | 2.8214 | 0.47926 | 5.3891 | 8
[8 empty] | Deck Leg IFR | N/A - EFR/Domed EFR | 0 | 0 | 0 | 0.7 | 0 | 8.5 | 0 | 0 | 7.8 | 0 | 0 | 7.8 | 0 | 0 | 7.8 | 0 | 0 | 7.6 | 0 | 0 | 7.8 | 0 | 0 | 8.1 | 0 | 0 | 7.2 | 0 | 0 | 6.7 | 0 | 0 | 6.7 | 0 | 0 | 7.8 | 0 | 0 | 8.7 | 0 | 0 | 0 | 9
[8 empty] | Deck Leg EFR/Domed EFR Pontoon Area | Adjustable, pontoon area sock | 1.2 | 0.14 | 0.65 | 0.7 | 21 | 8.5 | 1.6462 | 2.9362 | 7.8 | 1.622 | 2.613 | 7.8 | 1.622 | 2.8929 | 7.8 | 1.622 | 2.7996 | 7.6 | 1.6149 | 2.8803 | 7.8 | 1.622 | 2.7996 | 8.1 | 1.6325 | 2.9116 | 7.2 | 1.6006 | 2.8548 | 6.7 | 1.5823 | 2.7311 | 6.7 | 1.5823 | 2.8221 | 7.8 | 1.622 | 2.7996 | 8.7 | 1.653 | 2.9483 | 33.989 | 10
[8 empty] | Deck Leg EFR/Domed EFR Pontoon Center Area and Double Deck | Unknown - EFR/Domed EFR | 0.82 | 0.53 | 0.14 | 0.7 | 33 | 8.5 | 1.5003 | 4.205 | 7.8 | 1.4922 | 3.7775 | 7.8 | 1.4922 | 4.1822 | 7.8 | 1.4922 | 4.0473 | 7.6 | 1.4897 | 4.1753 | 7.8 | 1.4922 | 4.0473 | 8.1 | 1.4957 | 4.1922 | 7.2 | 1.4847 | 4.1612 | 6.7 | 1.478 | 4.0089 | 6.7 | 1.478 | 4.1425 | 7.8 | 1.4922 | 4.0473 | 8.7 | 1.5025 | 4.2112 | 49.1977 | 11
[8 empty] | Rim Vent | Unknown - EFR/Domed EFR | 0.71 | 0.1 | 1 | 0.7 | 1 | 8.5 | 1.305 | 0.11084 | 7.8 | 1.256 | 0.096351 | 7.8 | 1.256 | 0.10667 | 7.8 | 1.256 | 0.10323 | 7.6 | 1.242 | 0.10548 | 7.8 | 1.256 | 0.10323 | 8.1 | 1.277 | 0.10846 | 7.2 | 1.214 | 0.10311 | 6.7 | 1.179 | 0.096904 | 6.7 | 1.179 | 0.10013 | 7.8 | 1.256 | 0.10323 | 8.7 | 1.319 | 0.11202 | 1.2497 | 12
[8 empty] | Ladder Well | N/A - EFR/Domed EFR | 0 | 0 | 0 | 0.7 | 0 | 8.5 | 0 | 0 | 7.8 | 0 | 0 | 7.8 | 0 | 0 | 7.8 | 0 | 0 | 7.6 | 0 | 0 | 7.8 | 0 | 0 | 8.1 | 0 | 0 | 7.2 | 0 | 0 | 6.7 | 0 | 0 | 6.7 | 0 | 0 | 7.8 | 0 | 0 | 8.7 | 0 | 0 | 0 | 13
[8 empty] | Combo Ladder Well/Slotted Guide Pole | N/A - EFR/Domed EFR | 0 | 0 | 0 | 0.7 | 0 | 8.5 | 0 | 0 | 7.8 | 0 | 0 | 7.8 | 0 | 0 | 7.8 | 0 | 0 | 7.6 | 0 | 0 | 7.8 | 0 | 0 | 8.1 | 0 | 0 | 7.2 | 0 | 0 | 6.7 | 0 | 0 | 6.7 | 0 | 0 | 7.8 | 0 | 0 | 8.7 | 0 | 0 | 0 | 14
[16 empty] | FF Monthly Total: | 14.056 |  | FF Monthly Total | 11.9845 |  | FF Monthly Total | 13.2685 |  | FF Monthly Total | 12.8405 |  | FF Monthly Total | 13.0707 |  | FF Monthly Total | 12.8405 |  | FF Monthly Total | 13.5871 |  | FF Monthly Total | 12.7071 |  | FF Monthly Total | 11.9097 |  | FF Monthly Total | 12.3067 |  | FF Monthly Total | 12.8405 |  | FF Monthly Total | 14.3108 | 155.7225 | 15
FLT - 2 | EXTANK 106 | Portland | 139 | External Floating Roof | Pontoon | Mechanical Shoe w/ Rim Mounted Secondary | N/A - EFR/Domed EFR | Access Hatch (24" Diameter Well) | Bolted cover, gasketed | 1.6 | 0 | 0 | 0.7 | 1 | 8.5 | 1.6 | 0.13589 | 7.8 | 1.6 | 0.12274 | 7.8 | 1.6 | 0.13589 | 7.8 | 1.6 | 0.13151 | 7.6 | 1.6 | 0.13589 | 7.8 | 1.6 | 0.13151 | 8.1 | 1.6 | 0.13589 | 7.2 | 1.6 | 0.13589 | 6.7 | 1.6 | 0.13151 | 6.7 | 1.6 | 0.13589 | 7.8 | 1.6 | 0.13151 | 8.7 | 1.6 | 0.13589 | 1.6 | 16 | 2 | 1 | 2 | 3 | 5 | 13 | 16 | 17 | 19 | 21
[8 empty] | Fixed roof support column well | N/A - EFR/Domed EFR | 0 | 0 | 0 | 0.7 | 0 | 8.5 | 0 | 0 | 7.8 | 0 | 0 | 7.8 | 0 | 0 | 7.8 | 0 | 0 | 7.6 | 0 | 0 | 7.8 | 0 | 0 | 8.1 | 0 | 0 | 7.2 | 0 | 0 | 6.7 | 0 | 0 | 6.7 | 0 | 0 | 7.8 | 0 | 0 | 8.7 | 0 | 0 | 0 | 17
[8 empty] | Unslotted guide-pole and well (8" diameter unslotted pole, 21" diameter well) | Gasketed sliding cover w/ pole wiper | 14 | 3.7 | 0.78 | 0.7 | 1 | 8.5 | 28.8705 | 2.452 | 7.8 | 27.9063 | 2.1408 | 7.8 | 27.9063 | 2.3701 | 7.8 | 27.9063 | 2.2937 | 7.6 | 27.6274 | 2.3464 | 7.8 | 27.9063 | 2.2937 | 8.1 | 28.3218 | 2.4054 | 7.2 | 27.0646 | 2.2986 | 6.7 | 26.3514 | 2.1659 | 6.7 | 26.3514 | 2.2381 | 7.8 | 27.9063 | 2.2937 | 8.7 | 29.1427 | 2.4751 | 27.7735 | 18
[8 empty] | Slotted guide-pole/sample well (8" diameter slotted pole, 21" diameter well) | N/A - EFR/Domed EFR | 0 | 0 | 0 | 0.7 | 1 | 8.5 | 0 | 0 | 7.8 | 0 | 0 | 7.8 | 0 | 0 | 7.8 | 0 | 0 | 7.6 | 0 | 0 | 7.8 | 0 | 0 | 8.1 | 0 | 0 | 7.2 | 0 | 0 | 6.7 | 0 | 0 | 6.7 | 0 | 0 | 7.8 | 0 | 0 | 8.7 | 0 | 0 | 0 | 19
[8 empty] | Gauge-float well (automatic gauge) | Bolted cover, gasketed | 2.8 | 0 | 0 | 0.7 | 1 | 8.5 | 2.8 | 0.23781 | 7.8 | 2.8 | 0.21479 | 7.8 | 2.8 | 0.23781 | 7.8 | 2.8 | 0.23014 | 7.6 | 2.8 | 0.23781 | 7.8 | 2.8 | 0.23014 | 8.1 | 2.8 | 0.23781 | 7.2 | 2.8 | 0.23781 | 6.7 | 2.8 | 0.23014 | 6.7 | 2.8 | 0.23781 | 7.8 | 2.8 | 0.23014 | 8.7 | 2.8 | 0.23781 | 2.8 | 20
[8 empty] | Gauge hatch/sample port | Unknown - EFR/Domed EFR | 0.47 | 0.02 | 0.97 | 0.7 | 1 | 8.5 | 0.5828 | 0.049498 | 7.8 | 0.57378 | 0.044016 | 7.8 | 0.57378 | 0.048732 | 7.8 | 0.57378 | 0.04716 | 7.6 | 0.5712 | 0.048513 | 7.8 | 0.57378 | 0.04716 | 8.1 | 0.57765 | 0.049061 | 7.2 | 0.56603 | 0.048073 | 6.7 | 0.55955 | 0.04599 | 6.7 | 0.55955 | 0.047523 | 7.8 | 0.57378 | 0.04716 | 8.7 | 0.58537 | 0.049717 | 0.5726 | 21
[8 empty] | Vacuum breaker | Weighted mechanical actuation, ungasketed | 7.8 | 0.01 | 4 | 0.7 | 2 | 8.5 | 20.3334 | 3.4539 | 7.8 | 16.6873 | 2.5602 | 7.8 | 16.6873 | 2.8346 | 7.8 | 16.6873 | 2.7431 | 7.6 | 15.8103 | 2.6856 | 7.8 | 16.6873 | 2.7431 | 8.1 | 18.1355 | 3.0806 | 7.2 | 14.2524 | 2.421 | 6.7 | 12.6383 | 2.0775 | 6.7 | 12.6383 | 2.1468 | 7.8 | 16.6873 | 2.7431 | 8.7 | 21.5553 | 3.6614 | 33.1509 | 22
[8 empty] | Deck Drain (3" diameter) | Unknown - EFR/Domed EFR | 1.8 | 0.14 | 1.1 | 0.7 | 2 | 8.5 | 2.7956 | 0.47487 | 7.8 | 2.7058 | 0.41514 | 7.8 | 2.7058 | 0.45962 | 7.8 | 2.7058 | 0.44479 | 7.6 | 2.6803 | 0.45528 | 7.8 | 2.7058 | 0.44479 | 8.1 | 2.7442 | 0.46614 | 7.2 | 2.6295 | 0.44665 | 6.7 | 2.5663 | 0.42186 | 6.7 | 2.5663 | 0.43593 | 7.8 | 2.7058 | 0.44479 | 8.7 | 2.8214 | 0.47926 | 5.3891 | 23
[8 empty] | Deck Leg IFR | N/A - EFR/Domed EFR | 0 | 0 | 0 | 0.7 | 0 | 8.5 | 0 | 0 | 7.8 | 0 | 0 | 7.8 | 0 | 0 | 7.8 | 0 | 0 | 7.6 | 0 | 0 | 7.8 | 0 | 0 | 8.1 | 0 | 0 | 7.2 | 0 | 0 | 6.7 | 0 | 0 | 6.7 | 0 | 0 | 7.8 | 0 | 0 | 8.7 | 0 | 0 | 0 | 24
[8 empty] | Deck Leg EFR/Domed EFR Pontoon Area | Adjustable, pontoon area sock | 1.2 | 0.14 | 0.65 | 0.7 | 21 | 8.5 | 1.6462 | 2.9362 | 7.8 | 1.622 | 2.613 | 7.8 | 1.622 | 2.8929 | 7.8 | 1.622 | 2.7996 | 7.6 | 1.6149 | 2.8803 | 7.8 | 1.622 | 2.7996 | 8.1 | 1.6325 | 2.9116 | 7.2 | 1.6006 | 2.8548 | 6.7 | 1.5823 | 2.7311 | 6.7 | 1.5823 | 2.8221 | 7.8 | 1.622 | 2.7996 | 8.7 | 1.653 | 2.9483 | 33.989 | 25
[8 empty] | Deck Leg EFR/Domed EFR Pontoon Center Area and Double Deck | Unknown - EFR/Domed EFR | 0.82 | 0.53 | 0.14 | 0.7 | 33 | 8.5 | 1.5003 | 4.205 | 7.8 | 1.4922 | 3.7775 | 7.8 | 1.4922 | 4.1822 | 7.8 | 1.4922 | 4.0473 | 7.6 | 1.4897 | 4.1753 | 7.8 | 1.4922 | 4.0473 | 8.1 | 1.4957 | 4.1922 | 7.2 | 1.4847 | 4.1612 | 6.7 | 1.478 | 4.0089 | 6.7 | 1.478 | 4.1425 | 7.8 | 1.4922 | 4.0473 | 8.7 | 1.5025 | 4.2112 | 49.1977 | 26
[8 empty] | Rim Vent | Unknown - EFR/Domed EFR | 0.71 | 0.1 | 1 | 0.7 | 1 | 8.5 | 1.305 | 0.11084 | 7.8 | 1.256 | 0.096351 | 7.8 | 1.256 | 0.10667 | 7.8 | 1.256 | 0.10323 | 7.6 | 1.242 | 0.10548 | 7.8 | 1.256 | 0.10323 | 8.1 | 1.277 | 0.10846 | 7.2 | 1.214 | 0.10311 | 6.7 | 1.179 | 0.096904 | 6.7 | 1.179 | 0.10013 | 7.8 | 1.256 | 0.10323 | 8.7 | 1.319 | 0.11202 | 1.2497 | 27
[8 empty] | Ladder Well | N/A - EFR/Domed EFR | 0 | 0 | 0 | 0.7 | 0 | 8.5 | 0 | 0 | 7.8 | 0 | 0 | 7.8 | 0 | 0 | 7.8 | 0 | 0 | 7.6 | 0 | 0 | 7.8 | 0 | 0 | 8.1 | 0 | 0 | 7.2 | 0 | 0 | 6.7 | 0 | 0 | 6.7 | 0 | 0 | 7.8 | 0 | 0 | 8.7 | 0 | 0 | 0 | 28
[8 empty] | Combo Ladder Well/Slotted Guide Pole | N/A - EFR/Domed EFR | 0 | 0 | 0 | 0.7 | 0 | 8.5 | 0 | 0 | 7.8 | 0 | 0 | 7.8 | 0 | 0 | 7.8 | 0 | 0 | 7.6 | 0 | 0 | 7.8 | 0 | 0 | 8.1 | 0 | 0 | 7.2 | 0 | 0 | 6.7 | 0 | 0 | 6.7 | 0 | 0 | 7.8 | 0 | 0 | 8.7 | 0 | 0 | 0 | 29
[16 empty] | FF Monthly Total: | 14.056 |  | FF Monthly Total | 11.9845 |  | FF Monthly Total | 13.2685 |  | FF Monthly Total | 12.8405 |  | FF Monthly Total | 13.0707 |  | FF Monthly Total | 12.8405 |  | FF Monthly Total | 13.5871 |  | FF Monthly Total | 12.7071 |  | FF Monthly Total | 11.9097 |  | FF Monthly Total | 12.3067 |  | FF Monthly Total | 12.8405 |  | FF Monthly Total | 14.3108 | 155.7225 | 30
FLT - 3 | EXTANK 120 | Portland | 32 | External Floating Roof | Pontoon | Mechanical Shoe w/ Rim Mounted Secondary | N/A - EFR/Domed EFR | Access Hatch (24" Diameter Well) | Bolted cover, gasketed | 1.6 | 0 | 0 | 0.7 | 1 | 8.5 | 1.6 | 0.13589 | 7.8 | 1.6 | 0.12274 | 7.8 | 1.6 | 0.13589 | 7.8 | 1.6 | 0.13151 | 7.6 | 1.6 | 0.13589 | 7.8 | 1.6 | 0.13151 | 8.1 | 1.6 | 0.13589 | 7.2 | 1.6 | 0.13589 | 6.7 | 1.6 | 0.13151 | 6.7 | 1.6 | 0.13589 | 7.8 | 1.6 | 0.13151 | 8.7 | 1.6 | 0.13589 | 1.6 | 31 | 3 | 1 | 2 | 3 | 5 | 13 | 16 | 17 | 19 | 21
[8 empty] | Fixed roof support column well | N/A - EFR/Domed EFR | 0 | 0 | 0 | 0.7 | 0 | 8.5 | 0 | 0 | 7.8 | 0 | 0 | 7.8 | 0 | 0 | 7.8 | 0 | 0 | 7.6 | 0 | 0 | 7.8 | 0 | 0 | 8.1 | 0 | 0 | 7.2 | 0 | 0 | 6.7 | 0 | 0 | 6.7 | 0 | 0 | 7.8 | 0 | 0 | 8.7 | 0 | 0 | 0 | 32
[8 empty] | Unslotted guide-pole and well (8" diameter unslotted pole, 21" diameter well) | Gasketed sliding cover w/ pole wiper | 14 | 3.7 | 0.78 | 0.7 | 1 | 8.5 | 28.8705 | 2.452 | 7.8 | 27.9063 | 2.1408 | 7.8 | 27.9063 | 2.3701 | 7.8 | 27.9063 | 2.2937 | 7.6 | 27.6274 | 2.3464 | 7.8 | 27.9063 | 2.2937 | 8.1 | 28.3218 | 2.4054 | 7.2 | 27.0646 | 2.2986 | 6.7 | 26.3514 | 2.1659 | 6.7 | 26.3514 | 2.2381 | 7.8 | 27.9063 | 2.2937 | 8.7 | 29.1427 | 2.4751 | 27.7735 | 33
[8 empty] | Slotted guide-pole/sample well (8" diameter slotted pole, 21" diameter well) | N/A - EFR/Domed EFR | 0 | 0 | 0 | 0.7 | 1 | 8.5 | 0 | 0 | 7.8 | 0 | 0 | 7.8 | 0 | 0 | 7.8 | 0 | 0 | 7.6 | 0 | 0 | 7.8 | 0 | 0 | 8.1 | 0 | 0 | 7.2 | 0 | 0 | 6.7 | 0 | 0 | 6.7 | 0 | 0 | 7.8 | 0 | 0 | 8.7 | 0 | 0 | 0 | 34
[8 empty] | Gauge-float well (automatic gauge) | Unknown - EFR/Domed EFR | 14 | 5.4 | 1.1 | 0.7 | 1 | 8.5 | 52.4028 | 4.4506 | 7.8 | 48.9386 | 3.7542 | 7.8 | 48.9386 | 4.1564 | 7.8 | 48.9386 | 4.0224 | 7.6 | 47.9544 | 4.0728 | 7.8 | 48.9386 | 4.0224 | 8.1 | 50.4196 | 4.2822 | 7.2 | 45.9939 | 3.9063 | 6.7 | 43.5586 | 3.5802 | 6.7 | 43.5586 | 3.6995 | 7.8 | 48.9386 | 4.0224 | 8.7 | 53.3979 | 4.5352 | 48.5045 | 35
[8 empty] | Gauge hatch/sample port | Weighted mechanical actuation, gasketed | 0.47 | 0.02 | 0.97 | 0.7 | 1 | 8.5 | 0.5828 | 0.049498 | 7.8 | 0.57378 | 0.044016 | 7.8 | 0.57378 | 0.048732 | 7.8 | 0.57378 | 0.04716 | 7.6 | 0.5712 | 0.048513 | 7.8 | 0.57378 | 0.04716 | 8.1 | 0.57765 | 0.049061 | 7.2 | 0.56603 | 0.048073 | 6.7 | 0.55955 | 0.04599 | 6.7 | 0.55955 | 0.047523 | 7.8 | 0.57378 | 0.04716 | 8.7 | 0.58537 | 0.049717 | 0.5726 | 36
[8 empty] | Vacuum breaker | Weighted mechanical actuation, ungasketed | 7.8 | 0.01 | 4 | 0.7 | 1 | 8.5 | 20.3334 | 1.7269 | 7.8 | 16.6873 | 1.2801 | 7.8 | 16.6873 | 1.4173 | 7.8 | 16.6873 | 1.3716 | 7.6 | 15.8103 | 1.3428 | 7.8 | 16.6873 | 1.3716 | 8.1 | 18.1355 | 1.5403 | 7.2 | 14.2524 | 1.2105 | 6.7 | 12.6383 | 1.0388 | 6.7 | 12.6383 | 1.0734 | 7.8 | 16.6873 | 1.3716 | 8.7 | 21.5553 | 1.8307 | 16.5754 | 37
[8 empty] | Deck Drain (3" diameter) | Unknown - EFR/Domed EFR | 1.8 | 0.14 | 1.1 | 0.7 | 1 | 8.5 | 2.7956 | 0.23744 | 7.8 | 2.7058 | 0.20757 | 7.8 | 2.7058 | 0.22981 | 7.8 | 2.7058 | 0.2224 | 7.6 | 2.6803 | 0.22764 | 7.8 | 2.7058 | 0.2224 | 8.1 | 2.7442 | 0.23307 | 7.2 | 2.6295 | 0.22333 | 6.7 | 2.5663 | 0.21093 | 6.7 | 2.5663 | 0.21796 | 7.8 | 2.7058 | 0.2224 | 8.7 | 2.8214 | 0.23963 | 2.6946 | 38
[8 empty] | Deck Leg IFR | N/A - EFR/Domed EFR | 0 | 0 | 0 | 0.7 | 0 | 8.5 | 0 | 0 | 7.8 | 0 | 0 | 7.8 | 0 | 0 | 7.8 | 0 | 0 | 7.6 | 0 | 0 | 7.8 | 0 | 0 | 8.1 | 0 | 0 | 7.2 | 0 | 0 | 6.7 | 0 | 0 | 6.7 | 0 | 0 | 7.8 | 0 | 0 | 8.7 | 0 | 0 | 0 | 39
[8 empty] | Deck Leg EFR/Domed EFR Pontoon Area | Adjustable, pontoon area sock | 1.2 | 0.14 | 0.65 | 0.7 | 4 | 8.5 | 1.6462 | 0.55927 | 7.8 | 1.622 | 0.49771 | 7.8 | 1.622 | 0.55103 | 7.8 | 1.622 | 0.53326 | 7.6 | 1.6149 | 0.54863 | 7.8 | 1.622 | 0.53326 | 8.1 | 1.6325 | 0.55459 | 7.2 | 1.6006 | 0.54376 | 6.7 | 1.5823 | 0.5202 | 6.7 | 1.5823 | 0.53754 | 7.8 | 1.622 | 0.53326 | 8.7 | 1.653 | 0.56158 | 6.4741 | 40
[8 empty] | Deck Leg EFR/Domed EFR Pontoon Center Area and Double Deck | Unknown - EFR/Domed EFR | 0.82 | 0.53 | 0.14 | 0.7 | 4 | 8.5 | 1.5003 | 0.5097 | 7.8 | 1.4922 | 0.45787 | 7.8 | 1.4922 | 0.50693 | 7.8 | 1.4922 | 0.49058 | 7.6 | 1.4897 | 0.5061 | 7.8 | 1.4922 | 0.49058 | 8.1 | 1.4957 | 0.50814 | 7.2 | 1.4847 | 0.50439 | 6.7 | 1.478 | 0.48592 | 6.7 | 1.478 | 0.50212 | 7.8 | 1.4922 | 0.49058 | 8.7 | 1.5025 | 0.51045 | 5.9634 | 41
[8 empty] | Rim Vent | Unknown - EFR/Domed EFR | 0.71 | 0.1 | 1 | 0.7 | 1 | 8.5 | 1.305 | 0.11084 | 7.8 | 1.256 | 0.096351 | 7.8 | 1.256 | 0.10667 | 7.8 | 1.256 | 0.10323 | 7.6 | 1.242 | 0.10548 | 7.8 | 1.256 | 0.10323 | 8.1 | 1.277 | 0.10846 | 7.2 | 1.214 | 0.10311 | 6.7 | 1.179 | 0.096904 | 6.7 | 1.179 | 0.10013 | 7.8 | 1.256 | 0.10323 | 8.7 | 1.319 | 0.11202 | 1.2497 | 42
[8 empty] | Ladder Well | N/A - EFR/Domed EFR | 0 | 0 | 0 | 0.7 | 0 | 8.5 | 0 | 0 | 7.8 | 0 | 0 | 7.8 | 0 | 0 | 7.8 | 0 | 0 | 7.6 | 0 | 0 | 7.8 | 0 | 0 | 8.1 | 0 | 0 | 7.2 | 0 | 0 | 6.7 | 0 | 0 | 6.7 | 0 | 0 | 7.8 | 0 | 0 | 8.7 | 0 | 0 | 0 | 43
[8 empty] | Combo Ladder Well/Slotted Guide Pole | N/A - EFR/Domed EFR | 0 | 0 | 0 | 0.7 | 0 | 8.5 | 0 | 0 | 7.8 | 0 | 0 | 7.8 | 0 | 0 | 7.8 | 0 | 0 | 7.6 | 0 | 0 | 7.8 | 0 | 0 | 8.1 | 0 | 0 | 7.2 | 0 | 0 | 6.7 | 0 | 0 | 6.7 | 0 | 0 | 7.8 | 0 | 0 | 8.7 | 0 | 0 | 0 | 44
[16 empty] | FF Monthly Total: | 10.2322 |  | FF Monthly Total | 8.6013 |  | FF Monthly Total | 9.5229 |  | FF Monthly Total | 9.2157 |  | FF Monthly Total | 9.3343 |  | FF Monthly Total | 9.2157 |  | FF Monthly Total | 9.8171 |  | FF Monthly Total | 8.974 |  | FF Monthly Total | 8.2763 |  | FF Monthly Total | 8.5521 |  | FF Monthly Total | 9.2157 |  | FF Monthly Total | 10.4503 | 111.4077 | 45
FLT - 4 | INTANK 63 | Portland | 144 | Internal Floating Roof | N/A - IFR | Mechanical Shoe w/ Rim Mounted Secondary | IFR - Column Supported | Access Hatch (24" Diameter Well) | Unbolted cover, gasketed | 31 | 5.2 | 1.3 | 0 | 1 | 8.5 | 31 | 2.6329 | 7.8 | 31 | 2.3781 | 7.8 | 31 | 2.6329 | 7.8 | 31 | 2.5479 | 7.6 | 31 | 2.6329 | 7.8 | 31 | 2.5479 | 8.1 | 31 | 2.6329 | 7.2 | 31 | 2.6329 | 6.7 | 31 | 2.5479 | 6.7 | 31 | 2.6329 | 7.8 | 31 | 2.5479 | 8.7 | 31 | 2.6329 | 31 | 46 | 4 | 1 | 2 | 3 | 5 | 13 | 16 | 17 | 19 | 21
[8 empty] | Fixed roof support column well | Built-up column, gasketed sliding cover | 33 | 0 | 0 | 0 | 9 | 8.5 | 33 | 25.2247 | 7.8 | 33 | 22.7836 | 7.8 | 33 | 25.2247 | 7.8 | 33 | 24.411 | 7.6 | 33 | 25.2247 | 7.8 | 33 | 24.411 | 8.1 | 33 | 25.2247 | 7.2 | 33 | 25.2247 | 6.7 | 33 | 24.411 | 6.7 | 33 | 25.2247 | 7.8 | 33 | 24.411 | 8.7 | 33 | 25.2247 | 297 | 47
[8 empty] | Unslotted guide-pole and well (8" diameter unslotted pole, 21" diameter well) | N/A - IFR | 0 | 0 | 0 | 0 | 1 | 8.5 | 0 | 0 | 7.8 | 0 | 0 | 7.8 | 0 | 0 | 7.8 | 0 | 0 | 7.6 | 0 | 0 | 7.8 | 0 | 0 | 8.1 | 0 | 0 | 7.2 | 0 | 0 | 6.7 | 0 | 0 | 6.7 | 0 | 0 | 7.8 | 0 | 0 | 8.7 | 0 | 0 | 0 | 48
[8 empty] | Slotted guide-pole/sample well (8" diameter slotted pole, 21" diameter well) | Unknown - IFR | 43 | 270 | 1.4 | 0 | 1 | 8.5 | 43 | 3.6521 | 7.8 | 43 | 3.2986 | 7.8 | 43 | 3.6521 | 7.8 | 43 | 3.5342 | 7.6 | 43 | 3.6521 | 7.8 | 43 | 3.5342 | 8.1 | 43 | 3.6521 | 7.2 | 43 | 3.6521 | 6.7 | 43 | 3.5342 | 6.7 | 43 | 3.6521 | 7.8 | 43 | 3.5342 | 8.7 | 43 | 3.6521 | 43 | 49
[8 empty] | Gauge-float well (automatic gauge) | Bolted cover, gasketed | 2.8 | 0 | 0 | 0 | 1 | 8.5 | 2.8 | 0.23781 | 7.8 | 2.8 | 0.21479 | 7.8 | 2.8 | 0.23781 | 7.8 | 2.8 | 0.23014 | 7.6 | 2.8 | 0.23781 | 7.8 | 2.8 | 0.23014 | 8.1 | 2.8 | 0.23781 | 7.2 | 2.8 | 0.23781 | 6.7 | 2.8 | 0.23014 | 6.7 | 2.8 | 0.23781 | 7.8 | 2.8 | 0.23014 | 8.7 | 2.8 | 0.23781 | 2.8 | 50
[8 empty] | Gauge hatch/sample port | Weighted mechanical actuation, gasketed | 0.47 | 0.02 | 0.97 | 0 | 1 | 8.5 | 0.47 | 0.039918 | 7.8 | 0.47 | 0.036055 | 7.8 | 0.47 | 0.039918 | 7.8 | 0.47 | 0.03863 | 7.6 | 0.47 | 0.039918 | 7.8 | 0.47 | 0.03863 | 8.1 | 0.47 | 0.039918 | 7.2 | 0.47 | 0.039918 | 6.7 | 0.47 | 0.03863 | 6.7 | 0.47 | 0.039918 | 7.8 | 0.47 | 0.03863 | 8.7 | 0.47 | 0.039918 | 0.47 | 51
[8 empty] | Vacuum breaker | Weighted mechanical actuation, gasketed | 6.2 | 1.2 | 0.94 | 0 | 1 | 8.5 | 6.2 | 0.52658 | 7.8 | 6.2 | 0.47562 | 7.8 | 6.2 | 0.52658 | 7.8 | 6.2 | 0.50959 | 7.6 | 6.2 | 0.52658 | 7.8 | 6.2 | 0.50959 | 8.1 | 6.2 | 0.52658 | 7.2 | 6.2 | 0.52658 | 6.7 | 6.2 | 0.50959 | 6.7 | 6.2 | 0.52658 | 7.8 | 6.2 | 0.50959 | 8.7 | 6.2 | 0.52658 | 6.2 | 52
[8 empty] | Deck Drain (3" diameter) | Unknown - IFR | 0 | 0 | 0 | 0 | 1 | 8.5 | 0 | 0 | 7.8 | 0 | 0 | 7.8 | 0 | 0 | 7.8 | 0 | 0 | 7.6 | 0 | 0 | 7.8 | 0 | 0 | 8.1 | 0 | 0 | 7.2 | 0 | 0 | 6.7 | 0 | 0 | 6.7 | 0 | 0 | 7.8 | 0 | 0 | 8.7 | 0 | 0 | 0 | 53
[8 empty] | Deck Leg IFR | Adjustable | 7.9 | 0 | 0 | 0 | 54 | 8.5 | 7.9 | 36.2318 | 7.8 | 7.9 | 32.7255 | 7.8 | 7.9 | 36.2318 | 7.8 | 7.9 | 35.063 | 7.6 | 7.9 | 36.2318 | 7.8 | 7.9 | 35.063 | 8.1 | 7.9 | 36.2318 | 7.2 | 7.9 | 36.2318 | 6.7 | 7.9 | 35.063 | 6.7 | 7.9 | 36.2318 | 7.8 | 7.9 | 35.063 | 8.7 | 7.9 | 36.2318 | 426.6 | 54
[8 empty] | Deck Leg EFR/Domed EFR Pontoon Area | N/A - IFR | 0 | 0 | 0 | 0 | 0 | 8.5 | 0 | 0 | 7.8 | 0 | 0 | 7.8 | 0 | 0 | 7.8 | 0 | 0 | 7.6 | 0 | 0 | 7.8 | 0 | 0 | 8.1 | 0 | 0 | 7.2 | 0 | 0 | 6.7 | 0 | 0 | 6.7 | 0 | 0 | 7.8 | 0 | 0 | 8.7 | 0 | 0 | 0 | 55
[8 empty] | Deck Leg EFR/Domed EFR Pontoon Center Area and Double Deck | N/A - IFR | 0 | 0 | 0 | 0 | 0 | 8.5 | 0 | 0 | 7.8 | 0 | 0 | 7.8 | 0 | 0 | 7.8 | 0 | 0 | 7.6 | 0 | 0 | 7.8 | 0 | 0 | 8.1 | 0 | 0 | 7.2 | 0 | 0 | 6.7 | 0 | 0 | 6.7 | 0 | 0 | 7.8 | 0 | 0 | 8.7 | 0 | 0 | 0 | 56
[8 empty] | Rim Vent | Unknown - IFR | 0.71 | 0.1 | 1 | 0 | 1 | 8.5 | 0.71 | 0.060301 | 7.8 | 0.71 | 0.054466 | 7.8 | 0.71 | 0.060301 | 7.8 | 0.71 | 0.058356 | 7.6 | 0.71 | 0.060301 | 7.8 | 0.71 | 0.058356 | 8.1 | 0.71 | 0.060301 | 7.2 | 0.71 | 0.060301 | 6.7 | 0.71 | 0.058356 | 6.7 | 0.71 | 0.060301 | 7.8 | 0.71 | 0.058356 | 8.7 | 0.71 | 0.060301 | 0.71 | 57
[8 empty] | Ladder Well | Sliding cover, gasketed | 56 | 0 | 0 | 0 | 1 | 8.5 | 56 | 4.7562 | 7.8 | 56 | 4.2959 | 7.8 | 56 | 4.7562 | 7.8 | 56 | 4.6027 | 7.6 | 56 | 4.7562 | 7.8 | 56 | 4.6027 | 8.1 | 56 | 4.7562 | 7.2 | 56 | 4.7562 | 6.7 | 56 | 4.6027 | 6.7 | 56 | 4.7562 | 7.8 | 56 | 4.6027 | 8.7 | 56 | 4.7562 | 56 | 58
[8 empty] | Combo Ladder Well/Slotted Guide Pole | N/A - Slotted Guide Pole and Ladder Exist Seperately | 0 | 0 | 0 | 0 | 0 | 8.5 | 0 | 0 | 7.8 | 0 | 0 | 7.8 | 0 | 0 | 7.8 | 0 | 0 | 7.6 | 0 | 0 | 7.8 | 0 | 0 | 8.1 | 0 | 0 | 7.2 | 0 | 0 | 6.7 | 0 | 0 | 6.7 | 0 | 0 | 7.8 | 0 | 0 | 8.7 | 0 | 0 | 0 | 59
[16 empty] | FF Monthly Total: | 73.3621 |  | FF Monthly Total | 66.2626 |  | FF Monthly Total | 73.3621 |  | FF Monthly Total | 70.9956 |  | FF Monthly Total | 73.3621 |  | FF Monthly Total | 70.9956 |  | FF Monthly Total | 73.3621 |  | FF Monthly Total | 73.3621 |  | FF Monthly Total | 70.9956 |  | FF Monthly Total | 73.3621 |  | FF Monthly Total | 70.9956 |  | FF Monthly Total | 73.3621 | 863.78 | 60
FLT - 5 | INTANK 68 | Portland | 120 | Internal Floating Roof | N/A - IFR | Mechanical Shoe w/ Rim Mounted Secondary | IFR - Column Supported | Access Hatch (24" Diameter Well) | Bolted cover, gasketed | 1.6 | 0 | 0 | 0 | 1 | 8.5 | 1.6 | 0.13589 | 7.8 | 1.6 | 0.12274 | 7.8 | 1.6 | 0.13589 | 7.8 | 1.6 | 0.13151 | 7.6 | 1.6 | 0.13589 | 7.8 | 1.6 | 0.13151 | 8.1 | 1.6 | 0.13589 | 7.2 | 1.6 | 0.13589 | 6.7 | 1.6 | 0.13151 | 6.7 | 1.6 | 0.13589 | 7.8 | 1.6 | 0.13151 | 8.7 | 1.6 | 0.13589 | 1.6 | 61 | 5 | 1 | 2 | 3 | 5 | 13 | 16 | 17 | 19 | 21
[8 empty] | Fixed roof support column well | Built-up column, gasketed sliding cover | 33 | 0 | 0 | 0 | 7 | 8.5 | 33 | 19.6192 | 7.8 | 33 | 17.7205 | 7.8 | 33 | 19.6192 | 7.8 | 33 | 18.9863 | 7.6 | 33 | 19.6192 | 7.8 | 33 | 18.9863 | 8.1 | 33 | 19.6192 | 7.2 | 33 | 19.6192 | 6.7 | 33 | 18.9863 | 6.7 | 33 | 19.6192 | 7.8 | 33 | 18.9863 | 8.7 | 33 | 19.6192 | 231 | 62
[8 empty] | Unslotted guide-pole and well (8" diameter unslotted pole, 21" diameter well) | N/A - IFR | 0 | 0 | 0 | 0 | 1 | 8.5 | 0 | 0 | 7.8 | 0 | 0 | 7.8 | 0 | 0 | 7.8 | 0 | 0 | 7.6 | 0 | 0 | 7.8 | 0 | 0 | 8.1 | 0 | 0 | 7.2 | 0 | 0 | 6.7 | 0 | 0 | 6.7 | 0 | 0 | 7.8 | 0 | 0 | 8.7 | 0 | 0 | 0 | 63
[8 empty] | Slotted guide-pole/sample well (8" diameter slotted pole, 21" diameter well) | Unknown - IFR | 43 | 270 | 1.4 | 0 | 1 | 8.5 | 43 | 3.6521 | 7.8 | 43 | 3.2986 | 7.8 | 43 | 3.6521 | 7.8 | 43 | 3.5342 | 7.6 | 43 | 3.6521 | 7.8 | 43 | 3.5342 | 8.1 | 43 | 3.6521 | 7.2 | 43 | 3.6521 | 6.7 | 43 | 3.5342 | 6.7 | 43 | 3.6521 | 7.8 | 43 | 3.5342 | 8.7 | 43 | 3.6521 | 43 | 64
[8 empty] | Gauge-float well (automatic gauge) | Bolted cover, gasketed | 2.8 | 0 | 0 | 0 | 1 | 8.5 | 2.8 | 0.23781 | 7.8 | 2.8 | 0.21479 | 7.8 | 2.8 | 0.23781 | 7.8 | 2.8 | 0.23014 | 7.6 | 2.8 | 0.23781 | 7.8 | 2.8 | 0.23014 | 8.1 | 2.8 | 0.23781 | 7.2 | 2.8 | 0.23781 | 6.7 | 2.8 | 0.23014 | 6.7 | 2.8 | 0.23781 | 7.8 | 2.8 | 0.23014 | 8.7 | 2.8 | 0.23781 | 2.8 | 65
[8 empty] | Gauge hatch/sample port | Weighted mechanical actuation, gasketed | 0.47 | 0.02 | 0.97 | 0 | 1 | 8.5 | 0.47 | 0.039918 | 7.8 | 0.47 | 0.036055 | 7.8 | 0.47 | 0.039918 | 7.8 | 0.47 | 0.03863 | 7.6 | 0.47 | 0.039918 | 7.8 | 0.47 | 0.03863 | 8.1 | 0.47 | 0.039918 | 7.2 | 0.47 | 0.039918 | 6.7 | 0.47 | 0.03863 | 6.7 | 0.47 | 0.039918 | 7.8 | 0.47 | 0.03863 | 8.7 | 0.47 | 0.039918 | 0.47 | 66
[8 empty] | Vacuum breaker | Weighted mechanical actuation, gasketed | 6.2 | 1.2 | 0.94 | 0 | 1 | 8.5 | 6.2 | 0.52658 | 7.8 | 6.2 | 0.47562 | 7.8 | 6.2 | 0.52658 | 7.8 | 6.2 | 0.50959 | 7.6 | 6.2 | 0.52658 | 7.8 | 6.2 | 0.50959 | 8.1 | 6.2 | 0.52658 | 7.2 | 6.2 | 0.52658 | 6.7 | 6.2 | 0.50959 | 6.7 | 6.2 | 0.52658 | 7.8 | 6.2 | 0.50959 | 8.7 | 6.2 | 0.52658 | 6.2 | 67
[8 empty] | Deck Drain (3" diameter) | Unknown - IFR | 0 | 0 | 0 | 0 | 1 | 8.5 | 0 | 0 | 7.8 | 0 | 0 | 7.8 | 0 | 0 | 7.8 | 0 | 0 | 7.6 | 0 | 0 | 7.8 | 0 | 0 | 8.1 | 0 | 0 | 7.2 | 0 | 0 | 6.7 | 0 | 0 | 6.7 | 0 | 0 | 7.8 | 0 | 0 | 8.7 | 0 | 0 | 0 | 68
[8 empty] | Deck Leg IFR | Unknown - IFR | 7.9 | 0 | 0 | 0 | 41 | 8.5 | 7.9 | 27.5093 | 7.8 | 7.9 | 24.8471 | 7.8 | 7.9 | 27.5093 | 7.8 | 7.9 | 26.6219 | 7.6 | 7.9 | 27.5093 | 7.8 | 7.9 | 26.6219 | 8.1 | 7.9 | 27.5093 | 7.2 | 7.9 | 27.5093 | 6.7 | 7.9 | 26.6219 | 6.7 | 7.9 | 27.5093 | 7.8 | 7.9 | 26.6219 | 8.7 | 7.9 | 27.5093 | 323.9 | 69
[8 empty] | Deck Leg EFR/Domed EFR Pontoon Area | N/A - IFR | 0 | 0 | 0 | 0 | 0 | 8.5 | 0 | 0 | 7.8 | 0 | 0 | 7.8 | 0 | 0 | 7.8 | 0 | 0 | 7.6 | 0 | 0 | 7.8 | 0 | 0 | 8.1 | 0 | 0 | 7.2 | 0 | 0 | 6.7 | 0 | 0 | 6.7 | 0 | 0 | 7.8 | 0 | 0 | 8.7 | 0 | 0 | 0 | 70
[8 empty] | Deck Leg EFR/Domed EFR Pontoon Center Area and Double Deck | N/A - IFR | 0 | 0 | 0 | 0 | 0 | 8.5 | 0 | 0 | 7.8 | 0 | 0 | 7.8 | 0 | 0 | 7.8 | 0 | 0 | 7.6 | 0 | 0 | 7.8 | 0 | 0 | 8.1 | 0 | 0 | 7.2 | 0 | 0 | 6.7 | 0 | 0 | 6.7 | 0 | 0 | 7.8 | 0 | 0 | 8.7 | 0 | 0 | 0 | 71
[8 empty] | Rim Vent | Unknown - IFR | 0.71 | 0.1 | 1 | 0 | 1 | 8.5 | 0.71 | 0.060301 | 7.8 | 0.71 | 0.054466 | 7.8 | 0.71 | 0.060301 | 7.8 | 0.71 | 0.058356 | 7.6 | 0.71 | 0.060301 | 7.8 | 0.71 | 0.058356 | 8.1 | 0.71 | 0.060301 | 7.2 | 0.71 | 0.060301 | 6.7 | 0.71 | 0.058356 | 6.7 | 0.71 | 0.060301 | 7.8 | 0.71 | 0.058356 | 8.7 | 0.71 | 0.060301 | 0.71 | 72
[8 empty] | Ladder Well | Sliding cover, gasketed | 56 | 0 | 0 | 0 | 1 | 8.5 | 56 | 4.7562 | 7.8 | 56 | 4.2959 | 7.8 | 56 | 4.7562 | 7.8 | 56 | 4.6027 | 7.6 | 56 | 4.7562 | 7.8 | 56 | 4.6027 | 8.1 | 56 | 4.7562 | 7.2 | 56 | 4.7562 | 6.7 | 56 | 4.6027 | 6.7 | 56 | 4.7562 | 7.8 | 56 | 4.6027 | 8.7 | 56 | 4.7562 | 56 | 73
[8 empty] | Combo Ladder Well/Slotted Guide Pole | N/A - Slotted Guide Pole and Ladder Exist Seperately | 0 | 0 | 0 | 0 | 0 | 8.5 | 0 | 0 | 7.8 | 0 | 0 | 7.8 | 0 | 0 | 7.8 | 0 | 0 | 7.6 | 0 | 0 | 7.8 | 0 | 0 | 8.1 | 0 | 0 | 7.2 | 0 | 0 | 6.7 | 0 | 0 | 6.7 | 0 | 0 | 7.8 | 0 | 0 | 8.7 | 0 | 0 | 0 | 74
[16 empty] | FF Monthly Total: | 56.5372 |  | FF Monthly Total | 51.0659 |  | FF Monthly Total | 56.5372 |  | FF Monthly Total | 54.7134 |  | FF Monthly Total | 56.5372 |  | FF Monthly Total | 54.7134 |  | FF Monthly Total | 56.5372 |  | FF Monthly Total | 56.5372 |  | FF Monthly Total | 54.7134 |  | FF Monthly Total | 56.5372 |  | FF Monthly Total | 54.7134 |  | FF Monthly Total | 56.5372 | 665.68 | 75
FLT - 6 | INTANK 71 | Portland | 80 | Internal Floating Roof | N/A - IFR | Mechanical Shoe w/ Rim Mounted Secondary | IFR - Column Supported | Access Hatch (24" Diameter Well) | Unbolted cover, ungasketed | 36 | 5.9 | 1.2 | 0 | 1 | 8.5 | 36 | 3.0575 | 7.8 | 36 | 2.7616 | 7.8 | 36 | 3.0575 | 7.8 | 36 | 2.9589 | 7.6 | 36 | 3.0575 | 7.8 | 36 | 2.9589 | 8.1 | 36 | 3.0575 | 7.2 | 36 | 3.0575 | 6.7 | 36 | 2.9589 | 6.7 | 36 | 3.0575 | 7.8 | 36 | 2.9589 | 8.7 | 36 | 3.0575 | 36 | 76 | 6 | 1 | 2 | 3 | 5 | 13 | 16 | 17 | 19 | 21
[8 empty] | Fixed roof support column well | Built-up column, gasketed sliding cover | 33 | 0 | 0 | 0 | 1 | 8.5 | 33 | 2.8027 | 7.8 | 33 | 2.5315 | 7.8 | 33 | 2.8027 | 7.8 | 33 | 2.7123 | 7.6 | 33 | 2.8027 | 7.8 | 33 | 2.7123 | 8.1 | 33 | 2.8027 | 7.2 | 33 | 2.8027 | 6.7 | 33 | 2.7123 | 6.7 | 33 | 2.8027 | 7.8 | 33 | 2.7123 | 8.7 | 33 | 2.8027 | 33 | 77
[8 empty] | Unslotted guide-pole and well (8" diameter unslotted pole, 21" diameter well) | N/A - IFR | 0 | 0 | 0 | 0 | 1 | 8.5 | 0 | 0 | 7.8 | 0 | 0 | 7.8 | 0 | 0 | 7.8 | 0 | 0 | 7.6 | 0 | 0 | 7.8 | 0 | 0 | 8.1 | 0 | 0 | 7.2 | 0 | 0 | 6.7 | 0 | 0 | 6.7 | 0 | 0 | 7.8 | 0 | 0 | 8.7 | 0 | 0 | 0 | 78
[8 empty] | Slotted guide-pole/sample well (8" diameter slotted pole, 21" diameter well) | Gasketed sliding cover w/ pole wiper | 41 | 48 | 1.4 | 0 | 1 | 8.5 | 41 | 3.4822 | 7.8 | 41 | 3.1452 | 7.8 | 41 | 3.4822 | 7.8 | 41 | 3.3699 | 7.6 | 41 | 3.4822 | 7.8 | 41 | 3.3699 | 8.1 | 41 | 3.4822 | 7.2 | 41 | 3.4822 | 6.7 | 41 | 3.3699 | 6.7 | 41 | 3.4822 | 7.8 | 41 | 3.3699 | 8.7 | 41 | 3.4822 | 41 | 79
[8 empty] | Gauge-float well (automatic gauge) | Unbolted cover, gasketed | 4.3 | 17 | 0.38 | 0 | 1 | 8.5 | 4.3 | 0.36521 | 7.8 | 4.3 | 0.32986 | 7.8 | 4.3 | 0.36521 | 7.8 | 4.3 | 0.35342 | 7.6 | 4.3 | 0.36521 | 7.8 | 4.3 | 0.35342 | 8.1 | 4.3 | 0.36521 | 7.2 | 4.3 | 0.36521 | 6.7 | 4.3 | 0.35342 | 6.7 | 4.3 | 0.36521 | 7.8 | 4.3 | 0.35342 | 8.7 | 4.3 | 0.36521 | 4.3 | 80
[8 empty] | Gauge hatch/sample port | Weighted mechanical actuation, gasketed | 0.47 | 0.02 | 0.97 | 0 | 1 | 8.5 | 0.47 | 0.039918 | 7.8 | 0.47 | 0.036055 | 7.8 | 0.47 | 0.039918 | 7.8 | 0.47 | 0.03863 | 7.6 | 0.47 | 0.039918 | 7.8 | 0.47 | 0.03863 | 8.1 | 0.47 | 0.039918 | 7.2 | 0.47 | 0.039918 | 6.7 | 0.47 | 0.03863 | 6.7 | 0.47 | 0.039918 | 7.8 | 0.47 | 0.03863 | 8.7 | 0.47 | 0.039918 | 0.47 | 81
[8 empty] | Vacuum breaker | Weighted mechanical actuation, ungasketed | 7.8 | 0.01 | 4 | 0 | 1 | 8.5 | 7.8 | 0.66247 | 7.8 | 7.8 | 0.59836 | 7.8 | 7.8 | 0.66247 | 7.8 | 7.8 | 0.6411 | 7.6 | 7.8 | 0.66247 | 7.8 | 7.8 | 0.6411 | 8.1 | 7.8 | 0.66247 | 7.2 | 7.8 | 0.66247 | 6.7 | 7.8 | 0.6411 | 6.7 | 7.8 | 0.66247 | 7.8 | 7.8 | 0.6411 | 8.7 | 7.8 | 0.66247 | 7.8 | 82
[8 empty] | Deck Drain (3" diameter) | Unknown - IFR | 0 | 0 | 0 | 0 | 1 | 8.5 | 0 | 0 | 7.8 | 0 | 0 | 7.8 | 0 | 0 | 7.8 | 0 | 0 | 7.6 | 0 | 0 | 7.8 | 0 | 0 | 8.1 | 0 | 0 | 7.2 | 0 | 0 | 6.7 | 0 | 0 | 6.7 | 0 | 0 | 7.8 | 0 | 0 | 8.7 | 0 | 0 | 0 | 83
[8 empty] | Deck Leg IFR | Adjustable | 7.9 | 0 | 0 | 0 | 24 | 8.5 | 7.9 | 16.103 | 7.8 | 7.9 | 14.5447 | 7.8 | 7.9 | 16.103 | 7.8 | 7.9 | 15.5836 | 7.6 | 7.9 | 16.103 | 7.8 | 7.9 | 15.5836 | 8.1 | 7.9 | 16.103 | 7.2 | 7.9 | 16.103 | 6.7 | 7.9 | 15.5836 | 6.7 | 7.9 | 16.103 | 7.8 | 7.9 | 15.5836 | 8.7 | 7.9 | 16.103 | 189.6 | 84
[8 empty] | Deck Leg EFR/Domed EFR Pontoon Area | N/A - IFR | 0 | 0 | 0 | 0 | 0 | 8.5 | 0 | 0 | 7.8 | 0 | 0 | 7.8 | 0 | 0 | 7.8 | 0 | 0 | 7.6 | 0 | 0 | 7.8 | 0 | 0 | 8.1 | 0 | 0 | 7.2 | 0 | 0 | 6.7 | 0 | 0 | 6.7 | 0 | 0 | 7.8 | 0 | 0 | 8.7 | 0 | 0 | 0 | 85
[8 empty] | Deck Leg EFR/Domed EFR Pontoon Center Area and Double Deck | N/A - IFR | 0 | 0 | 0 | 0 | 0 | 8.5 | 0 | 0 | 7.8 | 0 | 0 | 7.8 | 0 | 0 | 7.8 | 0 | 0 | 7.6 | 0 | 0 | 7.8 | 0 | 0 | 8.1 | 0 | 0 | 7.2 | 0 | 0 | 6.7 | 0 | 0 | 6.7 | 0 | 0 | 7.8 | 0 | 0 | 8.7 | 0 | 0 | 0 | 86
[8 empty] | Rim Vent | Unknown - IFR | 0.71 | 0.1 | 1 | 0 | 1 | 8.5 | 0.71 | 0.060301 | 7.8 | 0.71 | 0.054466 | 7.8 | 0.71 | 0.060301 | 7.8 | 0.71 | 0.058356 | 7.6 | 0.71 | 0.060301 | 7.8 | 0.71 | 0.058356 | 8.1 | 0.71 | 0.060301 | 7.2 | 0.71 | 0.060301 | 6.7 | 0.71 | 0.058356 | 6.7 | 0.71 | 0.060301 | 7.8 | 0.71 | 0.058356 | 8.7 | 0.71 | 0.060301 | 0.71 | 87
[8 empty] | Ladder Well | Sliding cover, gasketed | 56 | 0 | 0 | 0 | 1 | 8.5 | 56 | 4.7562 | 7.8 | 56 | 4.2959 | 7.8 | 56 | 4.7562 | 7.8 | 56 | 4.6027 | 7.6 | 56 | 4.7562 | 7.8 | 56 | 4.6027 | 8.1 | 56 | 4.7562 | 7.2 | 56 | 4.7562 | 6.7 | 56 | 4.6027 | 6.7 | 56 | 4.7562 | 7.8 | 56 | 4.6027 | 8.7 | 56 | 4.7562 | 56 | 88
[8 empty] | Combo Ladder Well/Slotted Guide Pole | N/A - Slotted Guide Pole and Ladder Exist Seperately | 0 | 0 | 0 | 0 | 0 | 8.5 | 0 | 0 | 7.8 | 0 | 0 | 7.8 | 0 | 0 | 7.8 | 0 | 0 | 7.6 | 0 | 0 | 7.8 | 0 | 0 | 8.1 | 0 | 0 | 7.2 | 0 | 0 | 6.7 | 0 | 0 | 6.7 | 0 | 0 | 7.8 | 0 | 0 | 8.7 | 0 | 0 | 0 | 89
[16 empty] | FF Monthly Total: | 31.3295 |  | FF Monthly Total | 28.2976 |  | FF Monthly Total | 31.3295 |  | FF Monthly Total | 30.3189 |  | FF Monthly Total | 31.3295 |  | FF Monthly Total | 30.3189 |  | FF Monthly Total | 31.3295 |  | FF Monthly Total | 31.3295 |  | FF Monthly Total | 30.3189 |  | FF Monthly Total | 31.3295 |  | FF Monthly Total | 30.3189 |  | FF Monthly Total | 31.3295 | 368.88 | 90
FLT - 7 | INTANK 95 | Portland | 48 | Internal Floating Roof | N/A - IFR | Mechanical Shoe w/ Rim Mounted Secondary | IFR - Column Supported | Access Hatch (24" Diameter Well) | Unbolted cover, ungasketed | 36 | 5.9 | 1.2 | 0 | 1 | 8.5 | 36 | 3.0575 | 7.8 | 36 | 2.7616 | 7.8 | 36 | 3.0575 | 7.8 | 36 | 2.9589 | 7.6 | 36 | 3.0575 | 7.8 | 36 | 2.9589 | 8.1 | 36 | 3.0575 | 7.2 | 36 | 3.0575 | 6.7 | 36 | 2.9589 | 6.7 | 36 | 3.0575 | 7.8 | 36 | 2.9589 | 8.7 | 36 | 3.0575 | 36 | 91 | 7 | 1 | 2 | 3 | 5 | 13 | 16 | 17 | 19 | 21
[8 empty] | Fixed roof support column well | Unknown | 51 | 0 | 0 | 0 | 1 | 8.5 | 51 | 4.3315 | 7.8 | 51 | 3.9123 | 7.8 | 51 | 4.3315 | 7.8 | 51 | 4.1918 | 7.6 | 51 | 4.3315 | 7.8 | 51 | 4.1918 | 8.1 | 51 | 4.3315 | 7.2 | 51 | 4.3315 | 6.7 | 51 | 4.1918 | 6.7 | 51 | 4.3315 | 7.8 | 51 | 4.1918 | 8.7 | 51 | 4.3315 | 51 | 92
[8 empty] | Unslotted guide-pole and well (8" diameter unslotted pole, 21" diameter well) | N/A - IFR | 0 | 0 | 0 | 0 | 1 | 8.5 | 0 | 0 | 7.8 | 0 | 0 | 7.8 | 0 | 0 | 7.8 | 0 | 0 | 7.6 | 0 | 0 | 7.8 | 0 | 0 | 8.1 | 0 | 0 | 7.2 | 0 | 0 | 6.7 | 0 | 0 | 6.7 | 0 | 0 | 7.8 | 0 | 0 | 8.7 | 0 | 0 | 0 | 93
[8 empty] | Slotted guide-pole/sample well (8" diameter slotted pole, 21" diameter well) | Ungasketed or gasketed sliding cover | 43 | 270 | 1.4 | 0 | 1 | 8.5 | 43 | 3.6521 | 7.8 | 43 | 3.2986 | 7.8 | 43 | 3.6521 | 7.8 | 43 | 3.5342 | 7.6 | 43 | 3.6521 | 7.8 | 43 | 3.5342 | 8.1 | 43 | 3.6521 | 7.2 | 43 | 3.6521 | 6.7 | 43 | 3.5342 | 6.7 | 43 | 3.6521 | 7.8 | 43 | 3.5342 | 8.7 | 43 | 3.6521 | 43 | 94
[8 empty] | Gauge-float well (automatic gauge) | Bolted cover, gasketed | 2.8 | 0 | 0 | 0 | 1 | 8.5 | 2.8 | 0.23781 | 7.8 | 2.8 | 0.21479 | 7.8 | 2.8 | 0.23781 | 7.8 | 2.8 | 0.23014 | 7.6 | 2.8 | 0.23781 | 7.8 | 2.8 | 0.23014 | 8.1 | 2.8 | 0.23781 | 7.2 | 2.8 | 0.23781 | 6.7 | 2.8 | 0.23014 | 6.7 | 2.8 | 0.23781 | 7.8 | 2.8 | 0.23014 | 8.7 | 2.8 | 0.23781 | 2.8 | 95
[8 empty] | Gauge hatch/sample port | Weighted mechanical actuation, gasketed | 0.47 | 0.02 | 0.97 | 0 | 1 | 8.5 | 0.47 | 0.039918 | 7.8 | 0.47 | 0.036055 | 7.8 | 0.47 | 0.039918 | 7.8 | 0.47 | 0.03863 | 7.6 | 0.47 | 0.039918 | 7.8 | 0.47 | 0.03863 | 8.1 | 0.47 | 0.039918 | 7.2 | 0.47 | 0.039918 | 6.7 | 0.47 | 0.03863 | 6.7 | 0.47 | 0.039918 | 7.8 | 0.47 | 0.03863 | 8.7 | 0.47 | 0.039918 | 0.47 | 96
[8 empty] | Vacuum breaker | Weighted mechanical actuation, ungasketed | 7.8 | 0.01 | 4 | 0 | 1 | 8.5 | 7.8 | 0.66247 | 7.8 | 7.8 | 0.59836 | 7.8 | 7.8 | 0.66247 | 7.8 | 7.8 | 0.6411 | 7.6 | 7.8 | 0.66247 | 7.8 | 7.8 | 0.6411 | 8.1 | 7.8 | 0.66247 | 7.2 | 7.8 | 0.66247 | 6.7 | 7.8 | 0.6411 | 6.7 | 7.8 | 0.66247 | 7.8 | 7.8 | 0.6411 | 8.7 | 7.8 | 0.66247 | 7.8 | 97
[8 empty] | Deck Drain (3" diameter) | Unknown - IFR | 0 | 0 | 0 | 0 | 1 | 8.5 | 0 | 0 | 7.8 | 0 | 0 | 7.8 | 0 | 0 | 7.8 | 0 | 0 | 7.6 | 0 | 0 | 7.8 | 0 | 0 | 8.1 | 0 | 0 | 7.2 | 0 | 0 | 6.7 | 0 | 0 | 6.7 | 0 | 0 | 7.8 | 0 | 0 | 8.7 | 0 | 0 | 0 | 98
[8 empty] | Deck Leg IFR | Unknown - IFR | 7.9 | 0 | 0 | 0 | 14 | 8.5 | 7.9 | 9.3934 | 7.8 | 7.9 | 8.4844 | 7.8 | 7.9 | 9.3934 | 7.8 | 7.9 | 9.0904 | 7.6 | 7.9 | 9.3934 | 7.8 | 7.9 | 9.0904 | 8.1 | 7.9 | 9.3934 | 7.2 | 7.9 | 9.3934 | 6.7 | 7.9 | 9.0904 | 6.7 | 7.9 | 9.3934 | 7.8 | 7.9 | 9.0904 | 8.7 | 7.9 | 9.3934 | 110.6 | 99
[8 empty] | Deck Leg EFR/Domed EFR Pontoon Area | N/A - IFR | 0 | 0 | 0 | 0 | 0 | 8.5 | 0 | 0 | 7.8 | 0 | 0 | 7.8 | 0 | 0 | 7.8 | 0 | 0 | 7.6 | 0 | 0 | 7.8 | 0 | 0 | 8.1 | 0 | 0 | 7.2 | 0 | 0 | 6.7 | 0 | 0 | 6.7 | 0 | 0 | 7.8 | 0 | 0 | 8.7 | 0 | 0 | 0 | 100
[8 empty] | Deck Leg EFR/Domed EFR Pontoon Center Area and Double Deck | N/A - IFR | 0 | 0 | 0 | 0 | 0 | 8.5 | 0 | 0 | 7.8 | 0 | 0 | 7.8 | 0 | 0 | 7.8 | 0 | 0 | 7.6 | 0 | 0 | 7.8 | 0 | 0 | 8.1 | 0 | 0 | 7.2 | 0 | 0 | 6.7 | 0 | 0 | 6.7 | 0 | 0 | 7.8 | 0 | 0 | 8.7 | 0 | 0 | 0 | 101
[8 empty] | Rim Vent | Unknown - IFR | 0.71 | 0.1 | 1 | 0 | 1 | 8.5 | 0.71 | 0.060301 | 7.8 | 0.71 | 0.054466 | 7.8 | 0.71 | 0.060301 | 7.8 | 0.71 | 0.058356 | 7.6 | 0.71 | 0.060301 | 7.8 | 0.71 | 0.058356 | 8.1 | 0.71 | 0.060301 | 7.2 | 0.71 | 0.060301 | 6.7 | 0.71 | 0.058356 | 6.7 | 0.71 | 0.060301 | 7.8 | 0.71 | 0.058356 | 8.7 | 0.71 | 0.060301 | 0.71 | 102
[8 empty] | Ladder Well | Unknown - IFR | 98 | 0 | 0 | 0 | 1 | 8.5 | 98 | 8.3233 | 7.8 | 98 | 7.5178 | 7.8 | 98 | 8.3233 | 7.8 | 98 | 8.0548 | 7.6 | 98 | 8.3233 | 7.8 | 98 | 8.0548 | 8.1 | 98 | 8.3233 | 7.2 | 98 | 8.3233 | 6.7 | 98 | 8.0548 | 6.7 | 98 | 8.3233 | 7.8 | 98 | 8.0548 | 8.7 | 98 | 8.3233 | 98 | 103
[8 empty] | Combo Ladder Well/Slotted Guide Pole | N/A - Slotted Guide Pole and Ladder Exist Seperately | 0 | 0 | 0 | 0 | 0 | 8.5 | 0 | 0 | 7.8 | 0 | 0 | 7.8 | 0 | 0 | 7.8 | 0 | 0 | 7.6 | 0 | 0 | 7.8 | 0 | 0 | 8.1 | 0 | 0 | 7.2 | 0 | 0 | 6.7 | 0 | 0 | 6.7 | 0 | 0 | 7.8 | 0 | 0 | 8.7 | 0 | 0 | 0 | 104
[16 empty] | FF Monthly Total: | 29.7583 |  | FF Monthly Total | 26.8785 |  | FF Monthly Total | 29.7583 |  | FF Monthly Total | 28.7984 |  | FF Monthly Total | 29.7583 |  | FF Monthly Total | 28.7984 |  | FF Monthly Total | 29.7583 |  | FF Monthly Total | 29.7583 |  | FF Monthly Total | 28.7984 |  | FF Monthly Total | 29.7583 |  | FF Monthly Total | 28.7984 |  | FF Monthly Total | 29.7583 | 350.38 | 105
FLT - 8 | INTANK 104 | Portland | 144 | Internal Floating Roof | N/A - IFR | Mechanical Shoe w/ Rim Mounted Secondary | IFR - Column Supported | Access Hatch (24" Diameter Well) | Unknown - IFR | 36 | 5.9 | 1.2 | 0 | 1 | 8.5 | 36 | 3.0575 | 7.8 | 36 | 2.7616 | 7.8 | 36 | 3.0575 | 7.8 | 36 | 2.9589 | 7.6 | 36 | 3.0575 | 7.8 | 36 | 2.9589 | 8.1 | 36 | 3.0575 | 7.2 | 36 | 3.0575 | 6.7 | 36 | 2.9589 | 6.7 | 36 | 3.0575 | 7.8 | 36 | 2.9589 | 8.7 | 36 | 3.0575 | 36 | 106 | 8 | 1 | 2 | 3 | 5 | 13 | 16 | 17 | 19 | 21
[8 empty] | Fixed roof support column well | Unknown | 51 | 0 | 0 | 0 | 9 | 8.5 | 51 | 38.9836 | 7.8 | 51 | 35.211 | 7.8 | 51 | 38.9836 | 7.8 | 51 | 37.726 | 7.6 | 51 | 38.9836 | 7.8 | 51 | 37.726 | 8.1 | 51 | 38.9836 | 7.2 | 51 | 38.9836 | 6.7 | 51 | 37.726 | 6.7 | 51 | 38.9836 | 7.8 | 51 | 37.726 | 8.7 | 51 | 38.9836 | 459 | 107
[8 empty] | Unslotted guide-pole and well (8" diameter unslotted pole, 21" diameter well) | N/A - IFR | 0 | 0 | 0 | 0 | 1 | 8.5 | 0 | 0 | 7.8 | 0 | 0 | 7.8 | 0 | 0 | 7.8 | 0 | 0 | 7.6 | 0 | 0 | 7.8 | 0 | 0 | 8.1 | 0 | 0 | 7.2 | 0 | 0 | 6.7 | 0 | 0 | 6.7 | 0 | 0 | 7.8 | 0 | 0 | 8.7 | 0 | 0 | 0 | 108
[8 empty] | Slotted guide-pole/sample well (8" diameter slotted pole, 21" diameter well) | Unknown - IFR | 43 | 270 | 1.4 | 0 | 1 | 8.5 | 43 | 3.6521 | 7.8 | 43 | 3.2986 | 7.8 | 43 | 3.6521 | 7.8 | 43 | 3.5342 | 7.6 | 43 | 3.6521 | 7.8 | 43 | 3.5342 | 8.1 | 43 | 3.6521 | 7.2 | 43 | 3.6521 | 6.7 | 43 | 3.5342 | 6.7 | 43 | 3.6521 | 7.8 | 43 | 3.5342 | 8.7 | 43 | 3.6521 | 43 | 109
[8 empty] | Gauge-float well (automatic gauge) | Unknown - IFR | 14 | 5.4 | 1.1 | 0 | 1 | 8.5 | 14 | 1.189 | 7.8 | 14 | 1.074 | 7.8 | 14 | 1.189 | 7.8 | 14 | 1.1507 | 7.6 | 14 | 1.189 | 7.8 | 14 | 1.1507 | 8.1 | 14 | 1.189 | 7.2 | 14 | 1.189 | 6.7 | 14 | 1.1507 | 6.7 | 14 | 1.189 | 7.8 | 14 | 1.1507 | 8.7 | 14 | 1.189 | 14 | 110
[8 empty] | Gauge hatch/sample port | Weighted mechanical actuation, ungasketed | 2.3 | 0 | 0 | 0 | 1 | 8.5 | 2.3 | 0.19534 | 7.8 | 2.3 | 0.17644 | 7.8 | 2.3 | 0.19534 | 7.8 | 2.3 | 0.18904 | 7.6 | 2.3 | 0.19534 | 7.8 | 2.3 | 0.18904 | 8.1 | 2.3 | 0.19534 | 7.2 | 2.3 | 0.19534 | 6.7 | 2.3 | 0.18904 | 6.7 | 2.3 | 0.19534 | 7.8 | 2.3 | 0.18904 | 8.7 | 2.3 | 0.19534 | 2.3 | 111
[8 empty] | Vacuum breaker | Unknown - IFR | 6.2 | 1.2 | 0.94 | 0 | 1 | 8.5 | 6.2 | 0.52658 | 7.8 | 6.2 | 0.47562 | 7.8 | 6.2 | 0.52658 | 7.8 | 6.2 | 0.50959 | 7.6 | 6.2 | 0.52658 | 7.8 | 6.2 | 0.50959 | 8.1 | 6.2 | 0.52658 | 7.2 | 6.2 | 0.52658 | 6.7 | 6.2 | 0.50959 | 6.7 | 6.2 | 0.52658 | 7.8 | 6.2 | 0.50959 | 8.7 | 6.2 | 0.52658 | 6.2 | 112
[8 empty] | Deck Drain (3" diameter) | Unknown - IFR | 0 | 0 | 0 | 0 | 1 | 8.5 | 0 | 0 | 7.8 | 0 | 0 | 7.8 | 0 | 0 | 7.8 | 0 | 0 | 7.6 | 0 | 0 | 7.8 | 0 | 0 | 8.1 | 0 | 0 | 7.2 | 0 | 0 | 6.7 | 0 | 0 | 6.7 | 0 | 0 | 7.8 | 0 | 0 | 8.7 | 0 | 0 | 0 | 113
[8 empty] | Deck Leg IFR | Unknown - IFR | 7.9 | 0 | 0 | 0 | 54 | 8.5 | 7.9 | 36.2318 | 7.8 | 7.9 | 32.7255 | 7.8 | 7.9 | 36.2318 | 7.8 | 7.9 | 35.063 | 7.6 | 7.9 | 36.2318 | 7.8 | 7.9 | 35.063 | 8.1 | 7.9 | 36.2318 | 7.2 | 7.9 | 36.2318 | 6.7 | 7.9 | 35.063 | 6.7 | 7.9 | 36.2318 | 7.8 | 7.9 | 35.063 | 8.7 | 7.9 | 36.2318 | 426.6 | 114
[8 empty] | Deck Leg EFR/Domed EFR Pontoon Area | N/A - IFR | 0 | 0 | 0 | 0 | 0 | 8.5 | 0 | 0 | 7.8 | 0 | 0 | 7.8 | 0 | 0 | 7.8 | 0 | 0 | 7.6 | 0 | 0 | 7.8 | 0 | 0 | 8.1 | 0 | 0 | 7.2 | 0 | 0 | 6.7 | 0 | 0 | 6.7 | 0 | 0 | 7.8 | 0 | 0 | 8.7 | 0 | 0 | 0 | 115
[8 empty] | Deck Leg EFR/Domed EFR Pontoon Center Area and Double Deck | N/A - IFR | 0 | 0 | 0 | 0 | 0 | 8.5 | 0 | 0 | 7.8 | 0 | 0 | 7.8 | 0 | 0 | 7.8 | 0 | 0 | 7.6 | 0 | 0 | 7.8 | 0 | 0 | 8.1 | 0 | 0 | 7.2 | 0 | 0 | 6.7 | 0 | 0 | 6.7 | 0 | 0 | 7.8 | 0 | 0 | 8.7 | 0 | 0 | 0 | 116
[8 empty] | Rim Vent | Unknown - IFR | 0.71 | 0.1 | 1 | 0 | 1 | 8.5 | 0.71 | 0.060301 | 7.8 | 0.71 | 0.054466 | 7.8 | 0.71 | 0.060301 | 7.8 | 0.71 | 0.058356 | 7.6 | 0.71 | 0.060301 | 7.8 | 0.71 | 0.058356 | 8.1 | 0.71 | 0.060301 | 7.2 | 0.71 | 0.060301 | 6.7 | 0.71 | 0.058356 | 6.7 | 0.71 | 0.060301 | 7.8 | 0.71 | 0.058356 | 8.7 | 0.71 | 0.060301 | 0.71 | 117
[8 empty] | Ladder Well | Unknown - IFR | 98 | 0 | 0 | 0 | 1 | 8.5 | 98 | 8.3233 | 7.8 | 98 | 7.5178 | 7.8 | 98 | 8.3233 | 7.8 | 98 | 8.0548 | 7.6 | 98 | 8.3233 | 7.8 | 98 | 8.0548 | 8.1 | 98 | 8.3233 | 7.2 | 98 | 8.3233 | 6.7 | 98 | 8.0548 | 6.7 | 98 | 8.3233 | 7.8 | 98 | 8.0548 | 8.7 | 98 | 8.3233 | 98 | 118
[8 empty] | Combo Ladder Well/Slotted Guide Pole | N/A - Slotted Guide Pole and Ladder Exist Seperately | 0 | 0 | 0 | 0 | 0 | 8.5 | 0 | 0 | 7.8 | 0 | 0 | 7.8 | 0 | 0 | 7.8 | 0 | 0 | 7.6 | 0 | 0 | 7.8 | 0 | 0 | 8.1 | 0 | 0 | 7.2 | 0 | 0 | 6.7 | 0 | 0 | 6.7 | 0 | 0 | 7.8 | 0 | 0 | 8.7 | 0 | 0 | 0 | 119
[16 empty] | FF Monthly Total: | 92.2195 |  | FF Monthly Total | 83.295 |  | FF Monthly Total | 92.2195 |  | FF Monthly Total | 89.2447 |  | FF Monthly Total | 92.2195 |  | FF Monthly Total | 89.2447 |  | FF Monthly Total | 92.2195 |  | FF Monthly Total | 92.2195 |  | FF Monthly Total | 89.2447 |  | FF Monthly Total | 92.2195 |  | FF Monthly Total | 89.2447 |  | FF Monthly Total | 92.2195 | 1085.81 | 120
FLT - 9 | INTANK 114 | Portland | 52 | Internal Floating Roof | N/A - IFR | Mechanical Shoe w/ Rim Mounted Secondary | IFR - Column Supported | Access Hatch (24" Diameter Well) | Unbolted cover, ungasketed | 36 | 5.9 | 1.2 | 0 | 1 | 8.5 | 36 | 3.0575 | 7.8 | 36 | 2.7616 | 7.8 | 36 | 3.0575 | 7.8 | 36 | 2.9589 | 7.6 | 36 | 3.0575 | 7.8 | 36 | 2.9589 | 8.1 | 36 | 3.0575 | 7.2 | 36 | 3.0575 | 6.7 | 36 | 2.9589 | 6.7 | 36 | 3.0575 | 7.8 | 36 | 2.9589 | 8.7 | 36 | 3.0575 | 36 | 121 | 9 | 1 | 2 | 3 | 5 | 13 | 16 | 17 | 19 | 21
[8 empty] | Fixed roof support column well | Unknown | 51 | 0 | 0 | 0 | 1 | 8.5 | 51 | 4.3315 | 7.8 | 51 | 3.9123 | 7.8 | 51 | 4.3315 | 7.8 | 51 | 4.1918 | 7.6 | 51 | 4.3315 | 7.8 | 51 | 4.1918 | 8.1 | 51 | 4.3315 | 7.2 | 51 | 4.3315 | 6.7 | 51 | 4.1918 | 6.7 | 51 | 4.3315 | 7.8 | 51 | 4.1918 | 8.7 | 51 | 4.3315 | 51 | 122
[8 empty] | Unslotted guide-pole and well (8" diameter unslotted pole, 21" diameter well) | N/A - IFR | 0 | 0 | 0 | 0 | 1 | 8.5 | 0 | 0 | 7.8 | 0 | 0 | 7.8 | 0 | 0 | 7.8 | 0 | 0 | 7.6 | 0 | 0 | 7.8 | 0 | 0 | 8.1 | 0 | 0 | 7.2 | 0 | 0 | 6.7 | 0 | 0 | 6.7 | 0 | 0 | 7.8 | 0 | 0 | 8.7 | 0 | 0 | 0 | 123
[8 empty] | Slotted guide-pole/sample well (8" diameter slotted pole, 21" diameter well) | Ungasketed or gasketed sliding cover | 43 | 270 | 1.4 | 0 | 1 | 8.5 | 43 | 3.6521 | 7.8 | 43 | 3.2986 | 7.8 | 43 | 3.6521 | 7.8 | 43 | 3.5342 | 7.6 | 43 | 3.6521 | 7.8 | 43 | 3.5342 | 8.1 | 43 | 3.6521 | 7.2 | 43 | 3.6521 | 6.7 | 43 | 3.5342 | 6.7 | 43 | 3.6521 | 7.8 | 43 | 3.5342 | 8.7 | 43 | 3.6521 | 43 | 124
[8 empty] | Gauge-float well (automatic gauge) | Bolted cover, gasketed | 2.8 | 0 | 0 | 0 | 1 | 8.5 | 2.8 | 0.23781 | 7.8 | 2.8 | 0.21479 | 7.8 | 2.8 | 0.23781 | 7.8 | 2.8 | 0.23014 | 7.6 | 2.8 | 0.23781 | 7.8 | 2.8 | 0.23014 | 8.1 | 2.8 | 0.23781 | 7.2 | 2.8 | 0.23781 | 6.7 | 2.8 | 0.23014 | 6.7 | 2.8 | 0.23781 | 7.8 | 2.8 | 0.23014 | 8.7 | 2.8 | 0.23781 | 2.8 | 125
[8 empty] | Gauge hatch/sample port | Weighted mechanical actuation, ungasketed | 2.3 | 0 | 0 | 0 | 1 | 8.5 | 2.3 | 0.19534 | 7.8 | 2.3 | 0.17644 | 7.8 | 2.3 | 0.19534 | 7.8 | 2.3 | 0.18904 | 7.6 | 2.3 | 0.19534 | 7.8 | 2.3 | 0.18904 | 8.1 | 2.3 | 0.19534 | 7.2 | 2.3 | 0.19534 | 6.7 | 2.3 | 0.18904 | 6.7 | 2.3 | 0.19534 | 7.8 | 2.3 | 0.18904 | 8.7 | 2.3 | 0.19534 | 2.3 | 126
[8 empty] | Vacuum breaker | Weighted mechanical actuation, ungasketed | 7.8 | 0.01 | 4 | 0 | 1 | 8.5 | 7.8 | 0.66247 | 7.8 | 7.8 | 0.59836 | 7.8 | 7.8 | 0.66247 | 7.8 | 7.8 | 0.6411 | 7.6 | 7.8 | 0.66247 | 7.8 | 7.8 | 0.6411 | 8.1 | 7.8 | 0.66247 | 7.2 | 7.8 | 0.66247 | 6.7 | 7.8 | 0.6411 | 6.7 | 7.8 | 0.66247 | 7.8 | 7.8 | 0.6411 | 8.7 | 7.8 | 0.66247 | 7.8 | 127
[8 empty] | Deck Drain (3" diameter) | Unknown - IFR | 0 | 0 | 0 | 0 | 1 | 8.5 | 0 | 0 | 7.8 | 0 | 0 | 7.8 | 0 | 0 | 7.8 | 0 | 0 | 7.6 | 0 | 0 | 7.8 | 0 | 0 | 8.1 | 0 | 0 | 7.2 | 0 | 0 | 6.7 | 0 | 0 | 6.7 | 0 | 0 | 7.8 | 0 | 0 | 8.7 | 0 | 0 | 0 | 128
[8 empty] | Deck Leg IFR | Unknown - IFR | 7.9 | 0 | 0 | 0 | 15 | 8.5 | 7.9 | 10.0644 | 7.8 | 7.9 | 9.0904 | 7.8 | 7.9 | 10.0644 | 7.8 | 7.9 | 9.7397 | 7.6 | 7.9 | 10.0644 | 7.8 | 7.9 | 9.7397 | 8.1 | 7.9 | 10.0644 | 7.2 | 7.9 | 10.0644 | 6.7 | 7.9 | 9.7397 | 6.7 | 7.9 | 10.0644 | 7.8 | 7.9 | 9.7397 | 8.7 | 7.9 | 10.0644 | 118.5 | 129
[8 empty] | Deck Leg EFR/Domed EFR Pontoon Area | N/A - IFR | 0 | 0 | 0 | 0 | 0 | 8.5 | 0 | 0 | 7.8 | 0 | 0 | 7.8 | 0 | 0 | 7.8 | 0 | 0 | 7.6 | 0 | 0 | 7.8 | 0 | 0 | 8.1 | 0 | 0 | 7.2 | 0 | 0 | 6.7 | 0 | 0 | 6.7 | 0 | 0 | 7.8 | 0 | 0 | 8.7 | 0 | 0 | 0 | 130
[8 empty] | Deck Leg EFR/Domed EFR Pontoon Center Area and Double Deck | N/A - IFR | 0 | 0 | 0 | 0 | 0 | 8.5 | 0 | 0 | 7.8 | 0 | 0 | 7.8 | 0 | 0 | 7.8 | 0 | 0 | 7.6 | 0 | 0 | 7.8 | 0 | 0 | 8.1 | 0 | 0 | 7.2 | 0 | 0 | 6.7 | 0 | 0 | 6.7 | 0 | 0 | 7.8 | 0 | 0 | 8.7 | 0 | 0 | 0 | 131
[8 empty] | Rim Vent | Unknown - IFR | 0.71 | 0.1 | 1 | 0 | 1 | 8.5 | 0.71 | 0.060301 | 7.8 | 0.71 | 0.054466 | 7.8 | 0.71 | 0.060301 | 7.8 | 0.71 | 0.058356 | 7.6 | 0.71 | 0.060301 | 7.8 | 0.71 | 0.058356 | 8.1 | 0.71 | 0.060301 | 7.2 | 0.71 | 0.060301 | 6.7 | 0.71 | 0.058356 | 6.7 | 0.71 | 0.060301 | 7.8 | 0.71 | 0.058356 | 8.7 | 0.71 | 0.060301 | 0.71 | 132
[8 empty] | Ladder Well | Unknown - IFR | 98 | 0 | 0 | 0 | 1 | 8.5 | 98 | 8.3233 | 7.8 | 98 | 7.5178 | 7.8 | 98 | 8.3233 | 7.8 | 98 | 8.0548 | 7.6 | 98 | 8.3233 | 7.8 | 98 | 8.0548 | 8.1 | 98 | 8.3233 | 7.2 | 98 | 8.3233 | 6.7 | 98 | 8.0548 | 6.7 | 98 | 8.3233 | 7.8 | 98 | 8.0548 | 8.7 | 98 | 8.3233 | 98 | 133
[8 empty] | Combo Ladder Well/Slotted Guide Pole | N/A - Slotted Guide Pole and Ladder Exist Seperately | 0 | 0 | 0 | 0 | 0 | 8.5 | 0 | 0 | 7.8 | 0 | 0 | 7.8 | 0 | 0 | 7.8 | 0 | 0 | 7.6 | 0 | 0 | 7.8 | 0 | 0 | 8.1 | 0 | 0 | 7.2 | 0 | 0 | 6.7 | 0 | 0 | 6.7 | 0 | 0 | 7.8 | 0 | 0 | 8.7 | 0 | 0 | 0 | 134
[16 empty] | FF Monthly Total: | 30.5847 |  | FF Monthly Total | 27.6249 |  | FF Monthly Total | 30.5847 |  | FF Monthly Total | 29.5981 |  | FF Monthly Total | 30.5847 |  | FF Monthly Total | 29.5981 |  | FF Monthly Total | 30.5847 |  | FF Monthly Total | 30.5847 |  | FF Monthly Total | 29.5981 |  | FF Monthly Total | 30.5847 |  | FF Monthly Total | 29.5981 |  | FF Monthly Total | 30.5847 | 360.11 | 135
FLT - 10 | INTANK 130 | Portland | 120 | Internal Floating Roof | N/A - IFR | Mechanical Shoe w/ Rim Mounted Secondary | IFR - Column Supported | Access Hatch (24" Diameter Well) | Unbolted cover, ungasketed | 36 | 5.9 | 1.2 | 0 | 1 | 8.5 | 36 | 3.0575 | 7.8 | 36 | 2.7616 | 7.8 | 36 | 3.0575 | 7.8 | 36 | 2.9589 | 7.6 | 36 | 3.0575 | 7.8 | 36 | 2.9589 | 8.1 | 36 | 3.0575 | 7.2 | 36 | 3.0575 | 6.7 | 36 | 2.9589 | 6.7 | 36 | 3.0575 | 7.8 | 36 | 2.9589 | 8.7 | 36 | 3.0575 | 36 | 136 | 10 | 1 | 2 | 3 | 5 | 13 | 16 | 17 | 19 | 21
[8 empty] | Fixed roof support column well | Built-up column, gasketed sliding cover | 33 | 0 | 0 | 0 | 7 | 8.5 | 33 | 19.6192 | 7.8 | 33 | 17.7205 | 7.8 | 33 | 19.6192 | 7.8 | 33 | 18.9863 | 7.6 | 33 | 19.6192 | 7.8 | 33 | 18.9863 | 8.1 | 33 | 19.6192 | 7.2 | 33 | 19.6192 | 6.7 | 33 | 18.9863 | 6.7 | 33 | 19.6192 | 7.8 | 33 | 18.9863 | 8.7 | 33 | 19.6192 | 231 | 137
[8 empty] | Unslotted guide-pole and well (8" diameter unslotted pole, 21" diameter well) | N/A - IFR | 0 | 0 | 0 | 0 | 1 | 8.5 | 0 | 0 | 7.8 | 0 | 0 | 7.8 | 0 | 0 | 7.8 | 0 | 0 | 7.6 | 0 | 0 | 7.8 | 0 | 0 | 8.1 | 0 | 0 | 7.2 | 0 | 0 | 6.7 | 0 | 0 | 6.7 | 0 | 0 | 7.8 | 0 | 0 | 8.7 | 0 | 0 | 0 | 138
[8 empty] | Slotted guide-pole/sample well (8" diameter slotted pole, 21" diameter well) | Gasketed sliding cover w/ pole wiper | 41 | 48 | 1.4 | 0 | 1 | 8.5 | 41 | 3.4822 | 7.8 | 41 | 3.1452 | 7.8 | 41 | 3.4822 | 7.8 | 41 | 3.3699 | 7.6 | 41 | 3.4822 | 7.8 | 41 | 3.3699 | 8.1 | 41 | 3.4822 | 7.2 | 41 | 3.4822 | 6.7 | 41 | 3.3699 | 6.7 | 41 | 3.4822 | 7.8 | 41 | 3.3699 | 8.7 | 41 | 3.4822 | 41 | 139
[8 empty] | Gauge-float well (automatic gauge) | Bolted cover, gasketed | 2.8 | 0 | 0 | 0 | 1 | 8.5 | 2.8 | 0.23781 | 7.8 | 2.8 | 0.21479 | 7.8 | 2.8 | 0.23781 | 7.8 | 2.8 | 0.23014 | 7.6 | 2.8 | 0.23781 | 7.8 | 2.8 | 0.23014 | 8.1 | 2.8 | 0.23781 | 7.2 | 2.8 | 0.23781 | 6.7 | 2.8 | 0.23014 | 6.7 | 2.8 | 0.23781 | 7.8 | 2.8 | 0.23014 | 8.7 | 2.8 | 0.23781 | 2.8 | 140
[8 empty] | Gauge hatch/sample port | Weighted mechanical actuation, gasketed | 0.47 | 0.02 | 0.97 | 0 | 1 | 8.5 | 0.47 | 0.039918 | 7.8 | 0.47 | 0.036055 | 7.8 | 0.47 | 0.039918 | 7.8 | 0.47 | 0.03863 | 7.6 | 0.47 | 0.039918 | 7.8 | 0.47 | 0.03863 | 8.1 | 0.47 | 0.039918 | 7.2 | 0.47 | 0.039918 | 6.7 | 0.47 | 0.03863 | 6.7 | 0.47 | 0.039918 | 7.8 | 0.47 | 0.03863 | 8.7 | 0.47 | 0.039918 | 0.47 | 141
[8 empty] | Vacuum breaker | Weighted mechanical actuation, gasketed | 6.2 | 1.2 | 0.94 | 0 | 1 | 8.5 | 6.2 | 0.52658 | 7.8 | 6.2 | 0.47562 | 7.8 | 6.2 | 0.52658 | 7.8 | 6.2 | 0.50959 | 7.6 | 6.2 | 0.52658 | 7.8 | 6.2 | 0.50959 | 8.1 | 6.2 | 0.52658 | 7.2 | 6.2 | 0.52658 | 6.7 | 6.2 | 0.50959 | 6.7 | 6.2 | 0.52658 | 7.8 | 6.2 | 0.50959 | 8.7 | 6.2 | 0.52658 | 6.2 | 142
[8 empty] | Deck Drain (3" diameter) | Unknown - IFR | 0 | 0 | 0 | 0 | 1 | 8.5 | 0 | 0 | 7.8 | 0 | 0 | 7.8 | 0 | 0 | 7.8 | 0 | 0 | 7.6 | 0 | 0 | 7.8 | 0 | 0 | 8.1 | 0 | 0 | 7.2 | 0 | 0 | 6.7 | 0 | 0 | 6.7 | 0 | 0 | 7.8 | 0 | 0 | 8.7 | 0 | 0 | 0 | 143
[8 empty] | Deck Leg IFR | Unknown - IFR | 7.9 | 0 | 0 | 0 | 41 | 8.5 | 7.9 | 27.5093 | 7.8 | 7.9 | 24.8471 | 7.8 | 7.9 | 27.5093 | 7.8 | 7.9 | 26.6219 | 7.6 | 7.9 | 27.5093 | 7.8 | 7.9 | 26.6219 | 8.1 | 7.9 | 27.5093 | 7.2 | 7.9 | 27.5093 | 6.7 | 7.9 | 26.6219 | 6.7 | 7.9 | 27.5093 | 7.8 | 7.9 | 26.6219 | 8.7 | 7.9 | 27.5093 | 323.9 | 144
[8 empty] | Deck Leg EFR/Domed EFR Pontoon Area | N/A - IFR | 0 | 0 | 0 | 0 | 0 | 8.5 | 0 | 0 | 7.8 | 0 | 0 | 7.8 | 0 | 0 | 7.8 | 0 | 0 | 7.6 | 0 | 0 | 7.8 | 0 | 0 | 8.1 | 0 | 0 | 7.2 | 0 | 0 | 6.7 | 0 | 0 | 6.7 | 0 | 0 | 7.8 | 0 | 0 | 8.7 | 0 | 0 | 0 | 145
[8 empty] | Deck Leg EFR/Domed EFR Pontoon Center Area and Double Deck | N/A - IFR | 0 | 0 | 0 | 0 | 0 | 8.5 | 0 | 0 | 7.8 | 0 | 0 | 7.8 | 0 | 0 | 7.8 | 0 | 0 | 7.6 | 0 | 0 | 7.8 | 0 | 0 | 8.1 | 0 | 0 | 7.2 | 0 | 0 | 6.7 | 0 | 0 | 6.7 | 0 | 0 | 7.8 | 0 | 0 | 8.7 | 0 | 0 | 0 | 146
[8 empty] | Rim Vent | Unknown - IFR | 0.71 | 0.1 | 1 | 0 | 1 | 8.5 | 0.71 | 0.060301 | 7.8 | 0.71 | 0.054466 | 7.8 | 0.71 | 0.060301 | 7.8 | 0.71 | 0.058356 | 7.6 | 0.71 | 0.060301 | 7.8 | 0.71 | 0.058356 | 8.1 | 0.71 | 0.060301 | 7.2 | 0.71 | 0.060301 | 6.7 | 0.71 | 0.058356 | 6.7 | 0.71 | 0.060301 | 7.8 | 0.71 | 0.058356 | 8.7 | 0.71 | 0.060301 | 0.71 | 147
[8 empty] | Ladder Well | Sliding cover, gasketed | 56 | 0 | 0 | 0 | 1 | 8.5 | 56 | 4.7562 | 7.8 | 56 | 4.2959 | 7.8 | 56 | 4.7562 | 7.8 | 56 | 4.6027 | 7.6 | 56 | 4.7562 | 7.8 | 56 | 4.6027 | 8.1 | 56 | 4.7562 | 7.2 | 56 | 4.7562 | 6.7 | 56 | 4.6027 | 6.7 | 56 | 4.7562 | 7.8 | 56 | 4.6027 | 8.7 | 56 | 4.7562 | 56 | 148
[8 empty] | Combo Ladder Well/Slotted Guide Pole | N/A - Slotted Guide Pole and Ladder Exist Seperately | 0 | 0 | 0 | 0 | 0 | 8.5 | 0 | 0 | 7.8 | 0 | 0 | 7.8 | 0 | 0 | 7.8 | 0 | 0 | 7.6 | 0 | 0 | 7.8 | 0 | 0 | 8.1 | 0 | 0 | 7.2 | 0 | 0 | 6.7 | 0 | 0 | 6.7 | 0 | 0 | 7.8 | 0 | 0 | 8.7 | 0 | 0 | 0 | 149
[16 empty] | FF Monthly Total: | 59.289 |  | FF Monthly Total | 53.5513 |  | FF Monthly Total | 59.289 |  | FF Monthly Total | 57.3764 |  | FF Monthly Total | 59.289 |  | FF Monthly Total | 57.3764 |  | FF Monthly Total | 59.289 |  | FF Monthly Total | 59.289 |  | FF Monthly Total | 57.3764 |  | FF Monthly Total | 59.289 |  | FF Monthly Total | 57.3764 |  | FF Monthly Total | 59.289 | 698.08 | 150
[15 empty] | 1 | 2 | 3 | 4 | 5 | 6 | 7 | 8 | 9 | 10 | 11 | 12 | 13 | 14 | 15 | 16 | 17 | 18 | 19 | 20 | 21 | 22 | 23 | 24 | 25 | 26 | 27 | 28 | 29 | 30 | 31 | 32 | 33 | 34 | 35 | 36 | 37

## Floating Roof Product Info
Floating Roof Product Information
[17 empty] | FLT_Setup Row | FLT_Setup Col |  | FLT_Cons Row | FLT_Cons Column |  | Phys Prop Column
Spreadsheet Tank Number | Air Permit ID & Terminal ID | Product Property1 | January | February | March | April | May | June | July | August | September | October | November | December | Total or Average |  |  | Product Ref | Throughput Col |  | SS # | ID # | Type | Slope
FLT - 1 | EXTANK 105 | Product #1 Name2 | Bakken Crude | Bakken Crude | Bakken Crude | Bakken Crude | Bakken Crude | Bakken Crude | Bakken Crude | Bakken Crude | Bakken Crude | Bakken Crude | Bakken Crude | Bakken Crude | --- | 1 | 1 | 3 |  | 1 | 1 | 2 | 5 | 6
|  | Product #1 Type | Crude Oil | Crude Oil | Crude Oil | Crude Oil | Crude Oil | Crude Oil | Crude Oil | Crude Oil | Crude Oil | Crude Oil | Crude Oil | Crude Oil | --- | 2
|  | Product #1 RVP, if applicable (psi) | 10.2 | 10.2 | 10.2 | 10.2 | 10.2 | 10.2 | 10.2 | 10.2 | 10.2 | 10.2 | 10.2 | 10.2 | --- | 3
|  | Product #1 ASTM Slope | 0 | 0 | 0 | 0 | 0 | 0 | 0 | 0 | 0 | 0 | 0 | 0 | --- | 4
|  | Product #1 Mass Fraction | 1 | 1 | 1 | 1 | 1 | 1 | 1 | 1 | 1 | 1 | 1 | 1 | --- | 5
|  | Product #2 Name2 | [12 empty] | --- | 6
|  | Product #2 Type | #N/A | #N/A | #N/A | #N/A | #N/A | #N/A | #N/A | #N/A | #N/A | #N/A | #N/A | #N/A | --- | 7
|  | Product #2 RVP, if applicable (psi) | #N/A | #N/A | #N/A | #N/A | #N/A | #N/A | #N/A | #N/A | #N/A | #N/A | #N/A | #N/A | --- | 8
|  | Product #2 ASTM Slope | N/A | N/A | N/A | N/A | N/A | N/A | N/A | N/A | N/A | N/A | N/A | N/A | --- | 9
|  | Product #2 Mass Fraction | 0 | 0 | 0 | 0 | 0 | 0 | 0 | 0 | 0 | 0 | 0 | 0 | --- | 10
|  | Throughput (bbl/mo) | 137323 | 137323 | 137323 | 137323 | 137323 | 137323 | 137323 | 137323 | 137323 | 137323 | 137323 | 137323 | 1647876 | 11 | 1 |  | 9
|  | Storage Temperature (F), leave blank if unknown | [12 empty] | #DIV/0! | 12
FLT - 2 | EXTANK 106 | Product #1 Name2 | Bakken Crude | Bakken Crude | Bakken Crude | Bakken Crude | Bakken Crude | Bakken Crude | Bakken Crude | Bakken Crude | Bakken Crude | Bakken Crude | Bakken Crude | Bakken Crude | --- | 13 | 2 | 3 |  | 2 | 1 | 2 | 5 | 6
|  | Product #1 Type | Crude Oil | Crude Oil | Crude Oil | Crude Oil | Crude Oil | Crude Oil | Crude Oil | Crude Oil | Crude Oil | Crude Oil | Crude Oil | Crude Oil | --- | 14
|  | Product #1 RVP, if applicable (psi) | 10.2 | 10.2 | 10.2 | 10.2 | 10.2 | 10.2 | 10.2 | 10.2 | 10.2 | 10.2 | 10.2 | 10.2 | --- | 15
|  | Product #1 ASTM Slope | 0 | 0 | 0 | 0 | 0 | 0 | 0 | 0 | 0 | 0 | 0 | 0 | --- | 16
|  | Product #1 Mass Fraction | 1 | 1 | 1 | 1 | 1 | 1 | 1 | 1 | 1 | 1 | 1 | 1 | --- | 17
|  | Product #2 Name2 | [12 empty] | --- | 18
|  | Product #2 Type | #N/A | #N/A | #N/A | #N/A | #N/A | #N/A | #N/A | #N/A | #N/A | #N/A | #N/A | #N/A | --- | 19
|  | Product #2 RVP, if applicable (psi) | #N/A | #N/A | #N/A | #N/A | #N/A | #N/A | #N/A | #N/A | #N/A | #N/A | #N/A | #N/A | --- | 20
|  | Product #2 ASTM Slope | N/A | N/A | N/A | N/A | N/A | N/A | N/A | N/A | N/A | N/A | N/A | N/A | --- | 21
|  | Product #2 Mass Fraction | 0 | 0 | 0 | 0 | 0 | 0 | 0 | 0 | 0 | 0 | 0 | 0 | --- | 22
|  | Throughput (bbl/mo) | 151066 | 151066 | 151066 | 151066 | 151066 | 151066 | 151066 | 151066 | 151066 | 151066 | 151066 | 151066 | 1812792 | 23 | 2 |  | 9
|  | Storage Temperature (F), leave blank if unknown | [12 empty] | #DIV/0! | 24
FLT - 3 | EXTANK 120 | Product #1 Name2 | Jet kerosene | Jet kerosene | Jet kerosene | Jet kerosene | Jet kerosene | Jet kerosene | Jet kerosene | Jet kerosene | Jet kerosene | Jet kerosene | Jet kerosene | Jet kerosene | --- | 25 | 3 | 3 |  | 3 | 1 | 2 | 5 | 6
|  | Product #1 Type | Select Pet Stock | Select Pet Stock | Select Pet Stock | Select Pet Stock | Select Pet Stock | Select Pet Stock | Select Pet Stock | Select Pet Stock | Select Pet Stock | Select Pet Stock | Select Pet Stock | Select Pet Stock | --- | 26
|  | Product #1 RVP, if applicable (psi) | N/A | N/A | N/A | N/A | N/A | N/A | N/A | N/A | N/A | N/A | N/A | N/A | --- | 27
|  | Product #1 ASTM Slope | 0 | 0 | 0 | 0 | 0 | 0 | 0 | 0 | 0 | 0 | 0 | 0 | --- | 28
|  | Product #1 Mass Fraction | 1 | 1 | 1 | 1 | 1 | 1 | 1 | 1 | 1 | 1 | 1 | 1 | --- | 29
|  | Product #2 Name2 | [12 empty] | --- | 30
|  | Product #2 Type | #N/A | #N/A | #N/A | #N/A | #N/A | #N/A | #N/A | #N/A | #N/A | #N/A | #N/A | #N/A | --- | 31
|  | Product #2 RVP, if applicable (psi) | #N/A | #N/A | #N/A | #N/A | #N/A | #N/A | #N/A | #N/A | #N/A | #N/A | #N/A | #N/A | --- | 32
|  | Product #2 ASTM Slope | N/A | N/A | N/A | N/A | N/A | N/A | N/A | N/A | N/A | N/A | N/A | N/A | --- | 33
|  | Product #2 Mass Fraction | 0 | 0 | 0 | 0 | 0 | 0 | 0 | 0 | 0 | 0 | 0 | 0 | --- | 34
|  | Throughput (bbl/mo) | 4583 | 4583 | 4583 | 4583 | 4583 | 4583 | 4583 | 4583 | 4583 | 4583 | 4583 | 4583 | 54996 | 35 | 3 |  | 9
|  | Storage Temperature (F), leave blank if unknown | [12 empty] | #DIV/0! | 36
FLT - 4 | INTANK 63 | Product #1 Name2 | Bakken Crude | Bakken Crude | Bakken Crude | Bakken Crude | Bakken Crude | Bakken Crude | Bakken Crude | Bakken Crude | Bakken Crude | Bakken Crude | Bakken Crude | Bakken Crude | --- | 37 | 4 | 3 |  | 4 | 1 | 2 | 5 | 6
|  | Product #1 Type | Crude Oil | Crude Oil | Crude Oil | Crude Oil | Crude Oil | Crude Oil | Crude Oil | Crude Oil | Crude Oil | Crude Oil | Crude Oil | Crude Oil | --- | 38
|  | Product #1 RVP, if applicable (psi) | 10.2 | 10.2 | 10.2 | 10.2 | 10.2 | 10.2 | 10.2 | 10.2 | 10.2 | 10.2 | 10.2 | 10.2 | --- | 39
|  | Product #1 ASTM Slope | 0 | 0 | 0 | 0 | 0 | 0 | 0 | 0 | 0 | 0 | 0 | 0 | --- | 40
|  | Product #1 Mass Fraction | 1 | 1 | 1 | 1 | 1 | 1 | 1 | 1 | 1 | 1 | 1 | 1 | --- | 41
|  | Product #2 Name2 | [12 empty] | --- | 42
|  | Product #2 Type | #N/A | #N/A | #N/A | #N/A | #N/A | #N/A | #N/A | #N/A | #N/A | #N/A | #N/A | #N/A | --- | 43
|  | Product #2 RVP, if applicable (psi) | #N/A | #N/A | #N/A | #N/A | #N/A | #N/A | #N/A | #N/A | #N/A | #N/A | #N/A | #N/A | --- | 44
|  | Product #2 ASTM Slope | N/A | N/A | N/A | N/A | N/A | N/A | N/A | N/A | N/A | N/A | N/A | N/A | --- | 45
|  | Product #2 Mass Fraction | 0 | 0 | 0 | 0 | 0 | 0 | 0 | 0 | 0 | 0 | 0 | 0 | --- | 46
|  | Throughput (bbl/mo) | 130521 | 130521 | 130521 | 130521 | 130521 | 130521 | 130521 | 130521 | 130521 | 130521 | 130521 | 130521 | 1566252 | 47 | 4 |  | 9
|  | Storage Temperature (F), leave blank if unknown | [12 empty] | #DIV/0! | 48
FLT - 5 | INTANK 68 | Product #1 Name2 | Bakken Crude | Bakken Crude | Bakken Crude | Bakken Crude | Bakken Crude | Bakken Crude | Bakken Crude | Bakken Crude | Bakken Crude | Bakken Crude | Bakken Crude | Bakken Crude | --- | 49 | 5 | 3 |  | 5 | 1 | 2 | 5 | 6
|  | Product #1 Type | Crude Oil | Crude Oil | Crude Oil | Crude Oil | Crude Oil | Crude Oil | Crude Oil | Crude Oil | Crude Oil | Crude Oil | Crude Oil | Crude Oil | --- | 50
|  | Product #1 RVP, if applicable (psi) | 10.2 | 10.2 | 10.2 | 10.2 | 10.2 | 10.2 | 10.2 | 10.2 | 10.2 | 10.2 | 10.2 | 10.2 | --- | 51
|  | Product #1 ASTM Slope | 0 | 0 | 0 | 0 | 0 | 0 | 0 | 0 | 0 | 0 | 0 | 0 | --- | 52
|  | Product #1 Mass Fraction | 1 | 1 | 1 | 1 | 1 | 1 | 1 | 1 | 1 | 1 | 1 | 1 | --- | 53
|  | Product #2 Name2 | [12 empty] | --- | 54
|  | Product #2 Type | #N/A | #N/A | #N/A | #N/A | #N/A | #N/A | #N/A | #N/A | #N/A | #N/A | #N/A | #N/A | --- | 55
|  | Product #2 RVP, if applicable (psi) | #N/A | #N/A | #N/A | #N/A | #N/A | #N/A | #N/A | #N/A | #N/A | #N/A | #N/A | #N/A | --- | 56
|  | Product #2 ASTM Slope | N/A | N/A | N/A | N/A | N/A | N/A | N/A | N/A | N/A | N/A | N/A | N/A | --- | 57
|  | Product #2 Mass Fraction | 0 | 0 | 0 | 0 | 0 | 0 | 0 | 0 | 0 | 0 | 0 | 0 | --- | 58
|  | Throughput (bbl/mo) | 81087 | 81087 | 81087 | 81087 | 81087 | 81087 | 81087 | 81087 | 81087 | 81087 | 81087 | 81087 | 973044 | 59 | 5 |  | 9
|  | Storage Temperature (F), leave blank if unknown | [12 empty] | #DIV/0! | 60
FLT - 6 | INTANK 71 | Product #1 Name2 | Av-Gas | Av-Gas | Av-Gas | Av-Gas | Av-Gas | Av-Gas | Av-Gas | Av-Gas | Av-Gas | Av-Gas | Av-Gas | Av-Gas | --- | 61 | 6 | 3 |  | 6 | 1 | 2 | 5 | 6
|  | Product #1 Type | Refined Petroleum Stock | Refined Petroleum Stock | Refined Petroleum Stock | Refined Petroleum Stock | Refined Petroleum Stock | Refined Petroleum Stock | Refined Petroleum Stock | Refined Petroleum Stock | Refined Petroleum Stock | Refined Petroleum Stock | Refined Petroleum Stock | Refined Petroleum Stock | --- | 62
|  | Product #1 RVP, if applicable (psi) | 6.3 | 6.3 | 6.3 | 6.3 | 6.3 | 6.3 | 6.3 | 6.3 | 6.3 | 6.3 | 6.3 | 6.3 | --- | 63
|  | Product #1 ASTM Slope | 2 | 2 | 2 | 2 | 2 | 2 | 2 | 2 | 2 | 2 | 2 | 2 | --- | 64
|  | Product #1 Mass Fraction | 1 | 1 | 1 | 1 | 1 | 1 | 1 | 1 | 1 | 1 | 1 | 1 | --- | 65
|  | Product #2 Name2 | [12 empty] | --- | 66
|  | Product #2 Type | #N/A | #N/A | #N/A | #N/A | #N/A | #N/A | #N/A | #N/A | #N/A | #N/A | #N/A | #N/A | --- | 67
|  | Product #2 RVP, if applicable (psi) | #N/A | #N/A | #N/A | #N/A | #N/A | #N/A | #N/A | #N/A | #N/A | #N/A | #N/A | #N/A | --- | 68
|  | Product #2 ASTM Slope | N/A | N/A | N/A | N/A | N/A | N/A | N/A | N/A | N/A | N/A | N/A | N/A | --- | 69
|  | Product #2 Mass Fraction | 0 | 0 | 0 | 0 | 0 | 0 | 0 | 0 | 0 | 0 | 0 | 0 | --- | 70
|  | Throughput (bbl/mo) | 35808 | 35808 | 35808 | 35808 | 35808 | 35808 | 35808 | 35808 | 35808 | 35808 | 35808 | 35808 | 429696 | 71 | 6 |  | 9
|  | Storage Temperature (F), leave blank if unknown | [12 empty] | #DIV/0! | 72
FLT - 7 | INTANK 95 | Product #1 Name2 | Jet kerosene | Jet kerosene | Jet kerosene | Jet kerosene | Jet kerosene | Jet kerosene | Jet kerosene | Jet kerosene | Jet kerosene | Jet kerosene | Jet kerosene | Jet kerosene | --- | 73 | 7 | 3 |  | 7 | 1 | 2 | 5 | 6
|  | Product #1 Type | Select Pet Stock | Select Pet Stock | Select Pet Stock | Select Pet Stock | Select Pet Stock | Select Pet Stock | Select Pet Stock | Select Pet Stock | Select Pet Stock | Select Pet Stock | Select Pet Stock | Select Pet Stock | --- | 74
|  | Product #1 RVP, if applicable (psi) | N/A | N/A | N/A | N/A | N/A | N/A | N/A | N/A | N/A | N/A | N/A | N/A | --- | 75
|  | Product #1 ASTM Slope | 0 | 0 | 0 | 0 | 0 | 0 | 0 | 0 | 0 | 0 | 0 | 0 | --- | 76
|  | Product #1 Mass Fraction | 1 | 1 | 1 | 1 | 1 | 1 | 1 | 1 | 1 | 1 | 1 | 1 | --- | 77
|  | Product #2 Name2 | [12 empty] | --- | 78
|  | Product #2 Type | #N/A | #N/A | #N/A | #N/A | #N/A | #N/A | #N/A | #N/A | #N/A | #N/A | #N/A | #N/A | --- | 79
|  | Product #2 RVP, if applicable (psi) | #N/A | #N/A | #N/A | #N/A | #N/A | #N/A | #N/A | #N/A | #N/A | #N/A | #N/A | #N/A | --- | 80
|  | Product #2 ASTM Slope | N/A | N/A | N/A | N/A | N/A | N/A | N/A | N/A | N/A | N/A | N/A | N/A | --- | 81
|  | Product #2 Mass Fraction | 0 | 0 | 0 | 0 | 0 | 0 | 0 | 0 | 0 | 0 | 0 | 0 | --- | 82
|  | Throughput (bbl/mo) | 9668 | 9668 | 9668 | 9668 | 9668 | 9668 | 9668 | 9668 | 9668 | 9668 | 9668 | 9668 | 116016 | 83 | 7 |  | 9
|  | Storage Temperature (F), leave blank if unknown | [12 empty] | #DIV/0! | 84
FLT - 8 | INTANK 104 | Product #1 Name2 | Bakken Crude | Bakken Crude | Bakken Crude | Bakken Crude | Bakken Crude | Bakken Crude | Bakken Crude | Bakken Crude | Bakken Crude | Bakken Crude | Bakken Crude | Bakken Crude | --- | 85 | 8 | 3 |  | 8 | 1 | 2 | 5 | 6
|  | Product #1 Type | Crude Oil | Crude Oil | Crude Oil | Crude Oil | Crude Oil | Crude Oil | Crude Oil | Crude Oil | Crude Oil | Crude Oil | Crude Oil | Crude Oil | --- | 86
|  | Product #1 RVP, if applicable (psi) | 10.2 | 10.2 | 10.2 | 10.2 | 10.2 | 10.2 | 10.2 | 10.2 | 10.2 | 10.2 | 10.2 | 10.2 | --- | 87
|  | Product #1 ASTM Slope | 0 | 0 | 0 | 0 | 0 | 0 | 0 | 0 | 0 | 0 | 0 | 0 | --- | 88
|  | Product #1 Mass Fraction | 1 | 1 | 1 | 1 | 1 | 1 | 1 | 1 | 1 | 1 | 1 | 1 | --- | 89
|  | Product #2 Name2 | [12 empty] | --- | 90
|  | Product #2 Type | #N/A | #N/A | #N/A | #N/A | #N/A | #N/A | #N/A | #N/A | #N/A | #N/A | #N/A | #N/A | --- | 91
|  | Product #2 RVP, if applicable (psi) | #N/A | #N/A | #N/A | #N/A | #N/A | #N/A | #N/A | #N/A | #N/A | #N/A | #N/A | #N/A | --- | 92
|  | Product #2 ASTM Slope | N/A | N/A | N/A | N/A | N/A | N/A | N/A | N/A | N/A | N/A | N/A | N/A | --- | 93
|  | Product #2 Mass Fraction | 0 | 0 | 0 | 0 | 0 | 0 | 0 | 0 | 0 | 0 | 0 | 0 | --- | 94
|  | Throughput (bbl/mo) | 133421 | 133421 | 133421 | 133421 | 133421 | 133421 | 133421 | 133421 | 133421 | 133421 | 133421 | 133421 | 1601052 | 95 | 8 |  | 9
|  | Storage Temperature (F), leave blank if unknown | [12 empty] | #DIV/0! | 96
FLT - 9 | INTANK 114 | Product #1 Name2 | Jet kerosene | Jet kerosene | Jet kerosene | Jet kerosene | Jet kerosene | Jet kerosene | Jet kerosene | Jet kerosene | Jet kerosene | Jet kerosene | Jet kerosene | Jet kerosene | --- | 97 | 9 | 3 |  | 9 | 1 | 2 | 5 | 6
|  | Product #1 Type | Select Pet Stock | Select Pet Stock | Select Pet Stock | Select Pet Stock | Select Pet Stock | Select Pet Stock | Select Pet Stock | Select Pet Stock | Select Pet Stock | Select Pet Stock | Select Pet Stock | Select Pet Stock | --- | 98
|  | Product #1 RVP, if applicable (psi) | N/A | N/A | N/A | N/A | N/A | N/A | N/A | N/A | N/A | N/A | N/A | N/A | --- | 99
|  | Product #1 ASTM Slope | 0 | 0 | 0 | 0 | 0 | 0 | 0 | 0 | 0 | 0 | 0 | 0 | --- | 100
|  | Product #1 Mass Fraction | 1 | 1 | 1 | 1 | 1 | 1 | 1 | 1 | 1 | 1 | 1 | 1 | --- | 101
|  | Product #2 Name2 | [12 empty] | --- | 102
|  | Product #2 Type | #N/A | #N/A | #N/A | #N/A | #N/A | #N/A | #N/A | #N/A | #N/A | #N/A | #N/A | #N/A | --- | 103
|  | Product #2 RVP, if applicable (psi) | #N/A | #N/A | #N/A | #N/A | #N/A | #N/A | #N/A | #N/A | #N/A | #N/A | #N/A | #N/A | --- | 104
|  | Product #2 ASTM Slope | N/A | N/A | N/A | N/A | N/A | N/A | N/A | N/A | N/A | N/A | N/A | N/A | --- | 105
|  | Product #2 Mass Fraction | 0 | 0 | 0 | 0 | 0 | 0 | 0 | 0 | 0 | 0 | 0 | 0 | --- | 106
|  | Throughput (bbl/mo) | 15129 | 15129 | 15129 | 15129 | 15129 | 15129 | 15129 | 15129 | 15129 | 15129 | 15129 | 15129 | 181548 | 107 | 9 |  | 9
|  | Storage Temperature (F), leave blank if unknown | [12 empty] | #DIV/0! | 108
FLT - 10 | INTANK 130 | Product #1 Name2 | Bakken Crude | Bakken Crude | Bakken Crude | Bakken Crude | Bakken Crude | Bakken Crude | Bakken Crude | Bakken Crude | Bakken Crude | Bakken Crude | Bakken Crude | Bakken Crude | --- | 109 | 10 | 3 |  | 10 | 1 | 2 | 5 | 6
|  | Product #1 Type | Crude Oil | Crude Oil | Crude Oil | Crude Oil | Crude Oil | Crude Oil | Crude Oil | Crude Oil | Crude Oil | Crude Oil | Crude Oil | Crude Oil | --- | 110
|  | Product #1 RVP, if applicable (psi) | 10.2 | 10.2 | 10.2 | 10.2 | 10.2 | 10.2 | 10.2 | 10.2 | 10.2 | 10.2 | 10.2 | 10.2 | --- | 111
|  | Product #1 ASTM Slope | 0 | 0 | 0 | 0 | 0 | 0 | 0 | 0 | 0 | 0 | 0 | 0 | --- | 112
|  | Product #1 Mass Fraction | 1 | 1 | 1 | 1 | 1 | 1 | 1 | 1 | 1 | 1 | 1 | 1 | --- | 113
|  | Product #2 Name2 | [12 empty] | --- | 114
|  | Product #2 Type | #N/A | #N/A | #N/A | #N/A | #N/A | #N/A | #N/A | #N/A | #N/A | #N/A | #N/A | #N/A | --- | 115
|  | Product #2 RVP, if applicable (psi) | #N/A | #N/A | #N/A | #N/A | #N/A | #N/A | #N/A | #N/A | #N/A | #N/A | #N/A | #N/A | --- | 116
|  | Product #2 ASTM Slope | N/A | N/A | N/A | N/A | N/A | N/A | N/A | N/A | N/A | N/A | N/A | N/A | --- | 117
|  | Product #2 Mass Fraction | 0 | 0 | 0 | 0 | 0 | 0 | 0 | 0 | 0 | 0 | 0 | 0 | --- | 118
|  | Throughput (bbl/mo) | 80568 | 80568 | 80568 | 80568 | 80568 | 80568 | 80568 | 80568 | 80568 | 80568 | 80568 | 80568 | 966816 | 119 | 10 |  | 9
|  | Storage Temperature (F), leave blank if unknown | [12 empty] | #DIV/0! | 120
Notes:
1 - Black font indicates inputted values and blue font indicates lookups or calculations
2- Use pull down menu
|  |  | 1 | 2 | 3 | 4 | 5 | 6 | 7 | 8 | 9 | 10 | 11 | 12 | 13
|  |  | 55852.3 | 90166.52 | 176836.68 | 88359.44 | 90264 | 98401 | 129593 | 102198 | 93827 | 1505 | 301228 | 96312.13
|  |  | 194638.55 | 256686.27 | 331616.8 | 188389.99 | 174803 | 175435 | 177922 | 110991 | 111894 | 95113 | 145135 | 86372.75
120 | 120 | 11309.7336 | 34432.86 | 37209 | 83854.85 | 213723.6 | 81565 | 61012 | 127902 | 82172 | 61333 | 69915 | 161093 | 169512.7
|  | 3367403.045 | 601457.16 | 116405.6 | 106686.84 | 48418.69 | 32 | 316 | 75228 | 50039 | 153 | 25114 | 75977 | 106285.98
|  | 3119839.6955 | 4642 | 3497 | 3638 | 5405 | 5211 | 8949 | 7159 | 7685 | 6217 | 4401 | 2057 | 3293.26
|  |  | 153130.35 | 60881.76 | 111034.09 | 80956.22 | 106581 | 177075 | 104 | 73381 | 72013 | 88588 | 193318 | 204589.22
|  |  | 104510.46 | 10729.43 | 98769.53 | 44421 | 91583 | 70585 | 7265 | 86834 | 83 | 1531 | 60358 | 40607.17

## Fixed Roof Inputs
Fixed Roof Inputs
| TANK NAME/LOCATION |  |  | TANK CONSTRUCTION | [12 empty] | TANK CONTENTS | [59 empty] | HEATED TANK TEMPERATURES - LEAVE BLANK FOR UNHEATED TANKS | [11 empty] | THROUGHPUTS | [12 empty] | SS Tank Number | Calc Setup
[17 empty] | January |  |  |  |  | February |  |  |  |  | March |  |  |  |  | April |  |  |  |  | May |  |  |  |  | June |  |  |  |  | July |  |  |  |  | August |  |  |  |  | September |  |  |  |  | October |  |  |  |  | November |  |  |  |  | December
| Spreadsheet Tank Number | Air Permit ID & Terminal ID | Location | Tank Type | Tank Diameter | Tank Shell Height/Length | Tank Capacity | Select Fixed Roof Type from Drop-down Menu | Cone Roof Slope Leave blank if unknown | Dome Roof Radius | Select Shell Paint Shade/Type from Drop-down Menu | Select Shell Paint Condition from Drop-down Menu | Select Roof Paint Shade/Type from Drop-down Menu | Select Roof Paint Condition from Drop-down Menu | Breather Vent Pressure Setting Leave blank if unknown | Breather Vent Vacuum Setting Leave blank if unknown | Component Name | Type | ASTM Slope | RVP | Mass Fraction | Component Name | Type | ASTM Slope | RVP | Mass Fraction | Component Name | Type | ASTM Slope | RVP | Mass Fraction | Component Name | Type | ASTM Slope | RVP | Mass Fraction | Component Name | Type | ASTM Slope | RVP | Mass Fraction | Component Name | Type | ASTM Slope | RVP | Mass Fraction | Component Name | Type | ASTM Slope | RVP | Mass Fraction | Component Name | Type | ASTM Slope | RVP | Mass Fraction | Component Name | Type | ASTM Slope | RVP | Mass Fraction | Component Name | Type | ASTM Slope | RVP | Mass Fraction | Component Name | Type | ASTM Slope | RVP | Mass Fraction | Component Name | Type | ASTM Slope | RVP | Mass Fraction | January | February | March | April | May | June | July | August | September | October | November | December | January | February | March | April | May | June | July | August | September | October | November | December | Annual
[5 empty] | (ft) | (ft) | (gal) |  | (ft) | (ft) |  |  |  |  | (psia) | (psia) |  |  |  | (psi) |  |  |  |  | (psi) |  |  |  |  | (psi) |  |  |  |  | (psi) |  |  |  |  | (psi) |  |  |  |  | (psi) |  |  |  |  | (psi) |  |  |  |  | (psi) |  |  |  |  | (psi) |  |  |  |  | (psi) |  |  |  |  | (psi) |  |  |  |  | (psi) |  | (°F) | (°F) | (°F) | (°F) | (°F) | (°F) | (°F) | (°F) | (°F) | (°F) | (°F) | (°F) | (bbl/month) | (bbl/month) | (bbl/month) | (bbl/month) | (bbl/month) | (bbl/month) | (bbl/month) | (bbl/month) | (bbl/month) | (bbl/month) | (bbl/month) | (bbl/month) | (bbl/year) |  | Diameter | Height | Capacity (gal) | Throughput
| FX - 1 | FIXTANK 66 | Portland | Vertical | 120 | 40 | 3383856 | Cone |  |  | White | Average | White | Average |  |  | Jet kerosene | Select Pet Stock |  |  | 1 | Jet kerosene | Select Pet Stock |  |  | 1 | Jet kerosene | Select Pet Stock |  |  | 1 | Jet kerosene | Select Pet Stock |  |  | 1 | Jet kerosene | Select Pet Stock |  |  | 1 | Jet kerosene | Select Pet Stock |  |  | 1 | Jet kerosene | Select Pet Stock |  |  | 1 | Jet kerosene | Select Pet Stock |  |  | 1 | Jet kerosene | Select Pet Stock |  |  | 1 | Jet kerosene | Select Pet Stock |  |  | 1 | Jet kerosene | Select Pet Stock |  |  | 1 | Jet kerosene | Select Pet Stock |  |  | 1 | [12 empty] | 80568 | 80568 | 80568 | 80568 | 80568 | 80568 | 80568 | 80568 | 80568 | 80568 | 80568 | 80568 | 966816 | 1 | 7 | 6 | 5 | 9
| FX - 2 | FIXTANK 67 | Portland | Vertical | 120 | 40 | 3383856 | Cone |  |  | White | Average | White | Average |  |  | Jet kerosene | Select Pet Stock |  |  | 1 | Jet kerosene | Select Pet Stock |  |  | 1 | Jet kerosene | Select Pet Stock |  |  | 1 | Jet kerosene | Select Pet Stock |  |  | 1 | Jet kerosene | Select Pet Stock |  |  | 1 | Jet kerosene | Select Pet Stock |  |  | 1 | Jet kerosene | Select Pet Stock |  |  | 1 | Jet kerosene | Select Pet Stock |  |  | 1 | Jet kerosene | Select Pet Stock |  |  | 1 | Jet kerosene | Select Pet Stock |  |  | 1 | Jet kerosene | Select Pet Stock |  |  | 1 | Jet kerosene | Select Pet Stock |  |  | 1 | [12 empty] | 80568 | 80568 | 80568 | 80568 | 80568 | 80568 | 80568 | 80568 | 80568 | 80568 | 80568 | 80568 | 966816 | 2 | 7 | 6 | 5 | 9
| FX - 3 | FIXTANK 69 | Portland | Vertical | 100 | 40 | 2363970 | Cone |  |  | White | Average | White | Average |  |  | Jet kerosene | Select Pet Stock |  |  | 1 | Jet kerosene | Select Pet Stock |  |  | 1 | Jet kerosene | Select Pet Stock |  |  | 1 | Jet kerosene | Select Pet Stock |  |  | 1 | Jet kerosene | Select Pet Stock |  |  | 1 | Jet kerosene | Select Pet Stock |  |  | 1 | Jet kerosene | Select Pet Stock |  |  | 1 | Jet kerosene | Select Pet Stock |  |  | 1 | Jet kerosene | Select Pet Stock |  |  | 1 | Jet kerosene | Select Pet Stock |  |  | 1 | Jet kerosene | Select Pet Stock |  |  | 1 | Jet kerosene | Select Pet Stock |  |  | 1 | [12 empty] | 56285 | 56285 | 56285 | 56285 | 56285 | 56285 | 56285 | 56285 | 56285 | 56285 | 56285 | 56285 | 675420 | 3 | 7 | 6 | 5 | 9
| FX - 4 | FIXTANK 70 | Portland | Vertical | 36 | 48.33 | 366072 | Cone |  |  | Insulated | Average | Insulated | Average |  |  | Jet kerosene | Select Pet Stock |  |  | 1 | Jet kerosene | Select Pet Stock |  |  | 1 | Jet kerosene | Select Pet Stock |  |  | 1 | Jet kerosene | Select Pet Stock |  |  | 1 | Jet kerosene | Select Pet Stock |  |  | 1 | Jet kerosene | Select Pet Stock |  |  | 1 | Jet kerosene | Select Pet Stock |  |  | 1 | Jet kerosene | Select Pet Stock |  |  | 1 | Jet kerosene | Select Pet Stock |  |  | 1 | Jet kerosene | Select Pet Stock |  |  | 1 | Jet kerosene | Select Pet Stock |  |  | 1 | Jet kerosene | Select Pet Stock |  |  | 1 | [12 empty] | 8716 | 8716 | 8716 | 8716 | 8716 | 8716 | 8716 | 8716 | 8716 | 8716 | 8716 | 8716 | 104592 | 4 | 7 | 6 | 5 | 9
| FX - 5 | FIXTANK 74 | Portland | Vertical | 96 | 40 | 2165688 | Cone |  |  | Insulated | Average | Insulated | Average |  |  | Jet kerosene | Select Pet Stock |  |  | 1 | Jet kerosene | Select Pet Stock |  |  | 1 | Jet kerosene | Select Pet Stock |  |  | 1 | Jet kerosene | Select Pet Stock |  |  | 1 | Jet kerosene | Select Pet Stock |  |  | 1 | Jet kerosene | Select Pet Stock |  |  | 1 | Jet kerosene | Select Pet Stock |  |  | 1 | Jet kerosene | Select Pet Stock |  |  | 1 | Jet kerosene | Select Pet Stock |  |  | 1 | Jet kerosene | Select Pet Stock |  |  | 1 | Jet kerosene | Select Pet Stock |  |  | 1 | Jet kerosene | Select Pet Stock |  |  | 1 | [12 empty] | 51564 | 51564 | 51564 | 51564 | 51564 | 51564 | 51564 | 51564 | 51564 | 51564 | 51564 | 51564 | 618768 | 5 | 7 | 6 | 5 | 9
| FX - 6 | FIXTANK 93 | Portland | Vertical | 112 | 40.5 | 2984562 | Cone |  |  | Insulated | Average | Insulated | Average |  |  | Jet kerosene | Select Pet Stock |  |  | 1 | Jet kerosene | Select Pet Stock |  |  | 1 | Jet kerosene | Select Pet Stock |  |  | 1 | Jet kerosene | Select Pet Stock |  |  | 1 | Jet kerosene | Select Pet Stock |  |  | 1 | Jet kerosene | Select Pet Stock |  |  | 1 | Jet kerosene | Select Pet Stock |  |  | 1 | Jet kerosene | Select Pet Stock |  |  | 1 | Jet kerosene | Select Pet Stock |  |  | 1 | Jet kerosene | Select Pet Stock |  |  | 1 | Jet kerosene | Select Pet Stock |  |  | 1 | Jet kerosene | Select Pet Stock |  |  | 1 | [12 empty] | 71061 | 71061 | 71061 | 71061 | 71061 | 71061 | 71061 | 71061 | 71061 | 71061 | 71061 | 71061 | 852732 | 6 | 7 | 6 | 5 | 9
| FX - 7 | FIXTANK 100 | Portland | Vertical | 120 | 40 | 3383856 | Cone |  |  | White | Average | White | Average |  |  | Jet kerosene | Select Pet Stock |  |  | 1 | Jet kerosene | Select Pet Stock |  |  | 1 | Jet kerosene | Select Pet Stock |  |  | 1 | Jet kerosene | Select Pet Stock |  |  | 1 | Jet kerosene | Select Pet Stock |  |  | 1 | Jet kerosene | Select Pet Stock |  |  | 1 | Jet kerosene | Select Pet Stock |  |  | 1 | Jet kerosene | Select Pet Stock |  |  | 1 | Jet kerosene | Select Pet Stock |  |  | 1 | Jet kerosene | Select Pet Stock |  |  | 1 | Jet kerosene | Select Pet Stock |  |  | 1 | Jet kerosene | Select Pet Stock |  |  | 1 | [12 empty] | 80568 | 80568 | 80568 | 80568 | 80568 | 80568 | 80568 | 80568 | 80568 | 80568 | 80568 | 80568 | 966816 | 7 | 7 | 6 | 5 | 9
| FX - 8 | FIXTANK 101 | Portland | Vertical | 120 | 40 | 3383856 | Cone |  |  | White | Average | White | Average |  |  | Jet kerosene | Select Pet Stock |  |  | 1 | Jet kerosene | Select Pet Stock |  |  | 1 | Jet kerosene | Select Pet Stock |  |  | 1 | Jet kerosene | Select Pet Stock |  |  | 1 | Jet kerosene | Select Pet Stock |  |  | 1 | Jet kerosene | Select Pet Stock |  |  | 1 | Jet kerosene | Select Pet Stock |  |  | 1 | Jet kerosene | Select Pet Stock |  |  | 1 | Jet kerosene | Select Pet Stock |  |  | 1 | Jet kerosene | Select Pet Stock |  |  | 1 | Jet kerosene | Select Pet Stock |  |  | 1 | Jet kerosene | Select Pet Stock |  |  | 1 | [12 empty] | 80568 | 80568 | 80568 | 80568 | 80568 | 80568 | 80568 | 80568 | 80568 | 80568 | 80568 | 80568 | 966816 | 8 | 7 | 6 | 5 | 9
| FX - 9 | FIXTANK 102 | Portland | Vertical | 120 | 40 | 3383856 | Cone |  |  | White | Average | White | Average |  |  | Jet kerosene | Select Pet Stock |  |  | 1 | Jet kerosene | Select Pet Stock |  |  | 1 | Jet kerosene | Select Pet Stock |  |  | 1 | Jet kerosene | Select Pet Stock |  |  | 1 | Jet kerosene | Select Pet Stock |  |  | 1 | Jet kerosene | Select Pet Stock |  |  | 1 | Jet kerosene | Select Pet Stock |  |  | 1 | Jet kerosene | Select Pet Stock |  |  | 1 | Jet kerosene | Select Pet Stock |  |  | 1 | Jet kerosene | Select Pet Stock |  |  | 1 | Jet kerosene | Select Pet Stock |  |  | 1 | Jet kerosene | Select Pet Stock |  |  | 1 | [12 empty] | 80568 | 80568 | 80568 | 80568 | 80568 | 80568 | 80568 | 80568 | 80568 | 80568 | 80568 | 80568 | 966816 | 9 | 7 | 6 | 5 | 9
| FX - 10 | FIXTANK 110 | Portland | Vertical | 50 | 32 | 466998 | Cone |  |  | Insulated | Average | Insulated | Average |  |  | Jet kerosene | Select Pet Stock |  |  | 1 | Jet kerosene | Select Pet Stock |  |  | 1 | Jet kerosene | Select Pet Stock |  |  | 1 | Jet kerosene | Select Pet Stock |  |  | 1 | Jet kerosene | Select Pet Stock |  |  | 1 | Jet kerosene | Select Pet Stock |  |  | 1 | Jet kerosene | Select Pet Stock |  |  | 1 | Jet kerosene | Select Pet Stock |  |  | 1 | Jet kerosene | Select Pet Stock |  |  | 1 | Jet kerosene | Select Pet Stock |  |  | 1 | Jet kerosene | Select Pet Stock |  |  | 1 | Jet kerosene | Select Pet Stock |  |  | 1 | [12 empty] | 11119 | 11119 | 11119 | 11119 | 11119 | 11119 | 11119 | 11119 | 11119 | 11119 | 11119 | 11119 | 133428 | 10 | 7 | 6 | 5 | 9
| FX - 11 | FIXTANK 111 | Portland | Vertical | 40 | 32 | 300804 | Cone |  |  | White | Average | White | Average |  |  | Out of Service | N/A |  |  | 1 | Out of Service | N/A |  |  | 1 | Out of Service | N/A |  |  | 1 | Out of Service | N/A |  |  | 1 | Out of Service | N/A |  |  | 1 | Out of Service | N/A |  |  | 1 | Out of Service | N/A |  |  | 1 | Out of Service | N/A |  |  | 1 | Out of Service | N/A |  |  | 1 | Out of Service | N/A |  |  | 1 | Out of Service | N/A |  |  | 1 | Out of Service | N/A |  |  | 1 | [12 empty] | 0 | 0 | 0 | 0 | 0 | 0 | 0 | 0 | 0 | 0 | 0 | 0 | 0 | 11 | 7 | 6 | 5 | 9
| FX - 12 | FIXTANK 112 | Portland | Vertical | 84 | 32 | 1326486 | Cone |  |  | White | Average | White | Average |  |  | Jet kerosene | Select Pet Stock |  |  | 1 | Jet kerosene | Select Pet Stock |  |  | 1 | Jet kerosene | Select Pet Stock |  |  | 1 | Jet kerosene | Select Pet Stock |  |  | 1 | Jet kerosene | Select Pet Stock |  |  | 1 | Jet kerosene | Select Pet Stock |  |  | 1 | Jet kerosene | Select Pet Stock |  |  | 1 | Jet kerosene | Select Pet Stock |  |  | 1 | Jet kerosene | Select Pet Stock |  |  | 1 | Jet kerosene | Select Pet Stock |  |  | 1 | Jet kerosene | Select Pet Stock |  |  | 1 | Jet kerosene | Select Pet Stock |  |  | 1 | [12 empty] | 31583 | 31583 | 31583 | 31583 | 31583 | 31583 | 31583 | 31583 | 31583 | 31583 | 31583 | 31583 | 378996 | 12 | 7 | 6 | 5 | 9
| FX - 13 | FIXTANK 113 | Portland | Vertical | 60 | 32 | 657846 | Cone |  |  | White | Average | Gray-Light | Average |  |  | Out of Service | N/A |  |  | 1 | Out of Service | N/A |  |  | 1 | Out of Service | N/A |  |  | 1 | Out of Service | N/A |  |  | 1 | Out of Service | N/A |  |  | 1 | Out of Service | N/A |  |  | 1 | Out of Service | N/A |  |  | 1 | Out of Service | N/A |  |  | 1 | Out of Service | N/A |  |  | 1 | Out of Service | N/A |  |  | 1 | Out of Service | N/A |  |  | 1 | Out of Service | N/A |  |  | 1 | [12 empty] | 0 | 0 | 0 | 0 | 0 | 0 | 0 | 0 | 0 | 0 | 0 | 0 | 0 | 13 | 7 | 6 | 5 | 9
| FX - 14 | FIXTANK 121 | Portland | Vertical | 32 | 32 | 192486 | Cone |  |  | Gray-Light | Average | Gray-Light | Average |  |  | Jet kerosene | Select Pet Stock |  |  | 1 | Jet kerosene | Select Pet Stock |  |  | 1 | Jet kerosene | Select Pet Stock |  |  | 1 | Jet kerosene | Select Pet Stock |  |  | 1 | Jet kerosene | Select Pet Stock |  |  | 1 | Jet kerosene | Select Pet Stock |  |  | 1 | Jet kerosene | Select Pet Stock |  |  | 1 | Jet kerosene | Select Pet Stock |  |  | 1 | Jet kerosene | Select Pet Stock |  |  | 1 | Jet kerosene | Select Pet Stock |  |  | 1 | Jet kerosene | Select Pet Stock |  |  | 1 | Jet kerosene | Select Pet Stock |  |  | 1 | [12 empty] | 4583 | 4583 | 4583 | 4583 | 4583 | 4583 | 4583 | 4583 | 4583 | 4583 | 4583 | 4583 | 54996 | 14 | 7 | 6 | 5 | 9
| FX - 15 | FIXTANK 122 | Portland | Vertical | 32 | 32 | 192486 | Cone |  |  | Insulated | Average | Insulated | Average |  |  | Jet kerosene | Select Pet Stock |  |  | 1 | Jet kerosene | Select Pet Stock |  |  | 1 | Jet kerosene | Select Pet Stock |  |  | 1 | Jet kerosene | Select Pet Stock |  |  | 1 | Jet kerosene | Select Pet Stock |  |  | 1 | Jet kerosene | Select Pet Stock |  |  | 1 | Jet kerosene | Select Pet Stock |  |  | 1 | Jet kerosene | Select Pet Stock |  |  | 1 | Jet kerosene | Select Pet Stock |  |  | 1 | Jet kerosene | Select Pet Stock |  |  | 1 | Jet kerosene | Select Pet Stock |  |  | 1 | Jet kerosene | Select Pet Stock |  |  | 1 | [12 empty] | 4583 | 4583 | 4583 | 4583 | 4583 | 4583 | 4583 | 4583 | 4583 | 4583 | 4583 | 4583 | 54996 | 15 | 7 | 6 | 5 | 9
| FX - 16 | FIXTANK 123 | Portland | Vertical | 32 | 32 | 192486 | Cone |  |  | Insulated | Average | Insulated | Average |  |  | Jet kerosene | Select Pet Stock |  |  | 1 | Jet kerosene | Select Pet Stock |  |  | 1 | Jet kerosene | Select Pet Stock |  |  | 1 | Jet kerosene | Select Pet Stock |  |  | 1 | Jet kerosene | Select Pet Stock |  |  | 1 | Jet kerosene | Select Pet Stock |  |  | 1 | Jet kerosene | Select Pet Stock |  |  | 1 | Jet kerosene | Select Pet Stock |  |  | 1 | Jet kerosene | Select Pet Stock |  |  | 1 | Jet kerosene | Select Pet Stock |  |  | 1 | Jet kerosene | Select Pet Stock |  |  | 1 | Jet kerosene | Select Pet Stock |  |  | 1 | [12 empty] | 4583 | 4583 | 4583 | 4583 | 4583 | 4583 | 4583 | 4583 | 4583 | 4583 | 4583 | 4583 | 54996 | 16 | 7 | 6 | 5 | 9
| FX - 17 | FIXTANK 124 | Portland | Vertical | 50 | 32 | 469980 | Cone |  |  | Insulated | Average | Insulated | Average |  |  | Jet kerosene | Select Pet Stock |  |  | 1 | Jet kerosene | Select Pet Stock |  |  | 1 | Jet kerosene | Select Pet Stock |  |  | 1 | Jet kerosene | Select Pet Stock |  |  | 1 | Jet kerosene | Select Pet Stock |  |  | 1 | Jet kerosene | Select Pet Stock |  |  | 1 | Jet kerosene | Select Pet Stock |  |  | 1 | Jet kerosene | Select Pet Stock |  |  | 1 | Jet kerosene | Select Pet Stock |  |  | 1 | Jet kerosene | Select Pet Stock |  |  | 1 | Jet kerosene | Select Pet Stock |  |  | 1 | Jet kerosene | Select Pet Stock |  |  | 1 | [12 empty] | 11190 | 11190 | 11190 | 11190 | 11190 | 11190 | 11190 | 11190 | 11190 | 11190 | 11190 | 11190 | 134280 | 17 | 7 | 6 | 5 | 9
| FX - 18 | FIXTANK 125 | Portland | Vertical | 50 | 32 | 469980 | Cone |  |  | Insulated | Average | Insulated | Average |  |  | Jet kerosene | Select Pet Stock |  |  | 1 | Jet kerosene | Select Pet Stock |  |  | 1 | Jet kerosene | Select Pet Stock |  |  | 1 | Jet kerosene | Select Pet Stock |  |  | 1 | Jet kerosene | Select Pet Stock |  |  | 1 | Jet kerosene | Select Pet Stock |  |  | 1 | Jet kerosene | Select Pet Stock |  |  | 1 | Jet kerosene | Select Pet Stock |  |  | 1 | Jet kerosene | Select Pet Stock |  |  | 1 | Jet kerosene | Select Pet Stock |  |  | 1 | Jet kerosene | Select Pet Stock |  |  | 1 | Jet kerosene | Select Pet Stock |  |  | 1 | [12 empty] | 11190 | 11190 | 11190 | 11190 | 11190 | 11190 | 11190 | 11190 | 11190 | 11190 | 11190 | 11190 | 134280 | 18 | 7 | 6 | 5 | 9
| FX - 19 | FIXTANK 126 | Portland | Vertical | 30 | 35 | 189000 | Cone |  |  | Insulated | Average | Insulated | Average |  |  | Jet kerosene | Select Pet Stock |  |  | 1 | Jet kerosene | Select Pet Stock |  |  | 1 | Jet kerosene | Select Pet Stock |  |  | 1 | Jet kerosene | Select Pet Stock |  |  | 1 | Jet kerosene | Select Pet Stock |  |  | 1 | Jet kerosene | Select Pet Stock |  |  | 1 | Jet kerosene | Select Pet Stock |  |  | 1 | Jet kerosene | Select Pet Stock |  |  | 1 | Jet kerosene | Select Pet Stock |  |  | 1 | Jet kerosene | Select Pet Stock |  |  | 1 | Jet kerosene | Select Pet Stock |  |  | 1 | Jet kerosene | Select Pet Stock |  |  | 1 | [12 empty] | 4500 | 4500 | 4500 | 4500 | 4500 | 4500 | 4500 | 4500 | 4500 | 4500 | 4500 | 4500 | 54000 | 19 | 7 | 6 | 5 | 9
| FX - 20 | FIXTANK 127 | Portland | Vertical | 60 | 40 | 845964 | Cone |  |  | Insulated | Average | Insulated | Average |  |  | Jet kerosene | Select Pet Stock |  |  | 1 | Jet kerosene | Select Pet Stock |  |  | 1 | Jet kerosene | Select Pet Stock |  |  | 1 | Jet kerosene | Select Pet Stock |  |  | 1 | Jet kerosene | Select Pet Stock |  |  | 1 | Jet kerosene | Select Pet Stock |  |  | 1 | Jet kerosene | Select Pet Stock |  |  | 1 | Jet kerosene | Select Pet Stock |  |  | 1 | Jet kerosene | Select Pet Stock |  |  | 1 | Jet kerosene | Select Pet Stock |  |  | 1 | Jet kerosene | Select Pet Stock |  |  | 1 | Jet kerosene | Select Pet Stock |  |  | 1 | [12 empty] | 20142 | 20142 | 20142 | 20142 | 20142 | 20142 | 20142 | 20142 | 20142 | 20142 | 20142 | 20142 | 241704 | 20 | 7 | 6 | 5 | 9
| FX - 21 | FIXTANK 128 | Portland | Vertical | 100 | 40 | 2349900 | Cone |  |  | Insulated | Average | Insulated | Average |  |  | Jet kerosene | Select Pet Stock |  |  | 1 | Jet kerosene | Select Pet Stock |  |  | 1 | Jet kerosene | Select Pet Stock |  |  | 1 | Jet kerosene | Select Pet Stock |  |  | 1 | Jet kerosene | Select Pet Stock |  |  | 1 | Jet kerosene | Select Pet Stock |  |  | 1 | Jet kerosene | Select Pet Stock |  |  | 1 | Jet kerosene | Select Pet Stock |  |  | 1 | Jet kerosene | Select Pet Stock |  |  | 1 | Jet kerosene | Select Pet Stock |  |  | 1 | Jet kerosene | Select Pet Stock |  |  | 1 | Jet kerosene | Select Pet Stock |  |  | 1 | [12 empty] | 55950 | 55950 | 55950 | 55950 | 55950 | 55950 | 55950 | 55950 | 55950 | 55950 | 55950 | 55950 | 671400 | 21 | 7 | 6 | 5 | 9
| FX - 22 | FIXTANK 129 | Portland | Vertical | 120 | 40 | 3383856 | Cone |  |  | Insulated | Average | Insulated | Average |  |  | Jet kerosene | Select Pet Stock |  |  | 1 | Jet kerosene | Select Pet Stock |  |  | 1 | Jet kerosene | Select Pet Stock |  |  | 1 | Jet kerosene | Select Pet Stock |  |  | 1 | Jet kerosene | Select Pet Stock |  |  | 1 | Jet kerosene | Select Pet Stock |  |  | 1 | Jet kerosene | Select Pet Stock |  |  | 1 | Jet kerosene | Select Pet Stock |  |  | 1 | Jet kerosene | Select Pet Stock |  |  | 1 | Jet kerosene | Select Pet Stock |  |  | 1 | Jet kerosene | Select Pet Stock |  |  | 1 | Jet kerosene | Select Pet Stock |  |  | 1 | [12 empty] | 80568 | 80568 | 80568 | 80568 | 80568 | 80568 | 80568 | 80568 | 80568 | 80568 | 80568 | 80568 | 966816 | 22 | 7 | 6 | 5 | 9
1 | FX - 23 | FIXTANK 140 | Portland | Vertical | 18 | 24 | 45696 | Cone |  |  | Insulated | Average | Insulated | Average |  |  | Out of Service | N/A |  |  | 1 | Out of Service | N/A |  |  | 1 | Out of Service | N/A |  |  | 1 | Out of Service | N/A |  |  | 1 | Out of Service | N/A |  |  | 1 | Out of Service | N/A |  |  | 1 | Out of Service | N/A |  |  | 1 | Out of Service | N/A |  |  | 1 | Out of Service | N/A |  |  | 1 | Out of Service | N/A |  |  | 1 | Out of Service | N/A |  |  | 1 | Out of Service | N/A |  |  | 1 | [12 empty] | 0 | 0 | 0 | 0 | 0 | 0 | 0 | 0 | 0 | 0 | 0 | 0 | 0 | 23 | 7 | 6 | 5 | 9
| FX - 24 | FIXTANK 141 | Portland | Vertical | 18 | 24 | 45696 | Cone |  |  | Insulated | Average | Insulated | Average |  |  | Out of Service | N/A |  |  | 1 | Out of Service | N/A |  |  | 1 | Out of Service | N/A |  |  | 1 | Out of Service | N/A |  |  | 1 | Out of Service | N/A |  |  | 1 | Out of Service | N/A |  |  | 1 | Out of Service | N/A |  |  | 1 | Out of Service | N/A |  |  | 1 | Out of Service | N/A |  |  | 1 | Out of Service | N/A |  |  | 1 | Out of Service | N/A |  |  | 1 | Out of Service | N/A |  |  | 1 | [12 empty] | 0 | 0 | 0 | 0 | 0 | 0 | 0 | 0 | 0 | 0 | 0 | 0 | 0 | 24 | 7 | 6 | 5 | 9
| FX - 25 | FIXTANK 142 | Portland | Vertical | 18 | 24 | 45696 | Cone |  |  | Insulated | Average | Insulated | Average |  |  | Out of Service | N/A |  |  | 1 | Out of Service | N/A |  |  | 1 | Out of Service | N/A |  |  | 1 | Out of Service | N/A |  |  | 1 | Out of Service | N/A |  |  | 1 | Out of Service | N/A |  |  | 1 | Out of Service | N/A |  |  | 1 | Out of Service | N/A |  |  | 1 | Out of Service | N/A |  |  | 1 | Out of Service | N/A |  |  | 1 | Out of Service | N/A |  |  | 1 | Out of Service | N/A |  |  | 1 | [12 empty] | 0 | 0 | 0 | 0 | 0 | 0 | 0 | 0 | 0 | 0 | 0 | 0 | 0 | 25 | 7 | 6 | 5 | 9
| FX - 26 | FIXTANK 143 | Portland | Vertical | 18 | 24 | 45696 | Cone |  |  | Insulated | Average | Insulated | Average |  |  | Out of Service | N/A |  |  | 1 | Out of Service | N/A |  |  | 1 | Out of Service | N/A |  |  | 1 | Out of Service | N/A |  |  | 1 | Out of Service | N/A |  |  | 1 | Out of Service | N/A |  |  | 1 | Out of Service | N/A |  |  | 1 | Out of Service | N/A |  |  | 1 | Out of Service | N/A |  |  | 1 | Out of Service | N/A |  |  | 1 | Out of Service | N/A |  |  | 1 | Out of Service | N/A |  |  | 1 | [12 empty] | 0 | 0 | 0 | 0 | 0 | 0 | 0 | 0 | 0 | 0 | 0 | 0 | 0 | 26 | 7 | 6 | 5 | 9
| FX - 27 | FIXTANK 144 | Portland | Vertical | 18 | 24 | 45696 | Cone |  |  | Insulated | Average | Insulated | Average |  |  | Out of Service | N/A |  |  | 1 | Out of Service | N/A |  |  | 1 | Out of Service | N/A |  |  | 1 | Out of Service | N/A |  |  | 1 | Out of Service | N/A |  |  | 1 | Out of Service | N/A |  |  | 1 | Out of Service | N/A |  |  | 1 | Out of Service | N/A |  |  | 1 | Out of Service | N/A |  |  | 1 | Out of Service | N/A |  |  | 1 | Out of Service | N/A |  |  | 1 | Out of Service | N/A |  |  | 1 | [12 empty] | 0 | 0 | 0 | 0 | 0 | 0 | 0 | 0 | 0 | 0 | 0 | 0 | 0 | 27 | 7 | 6 | 5 | 9
| FX - 28 | FIXTANK 145 | Portland | Vertical | 18 | 24 | 45696 | Cone |  |  | Insulated | Average | Insulated | Average |  |  | Out of Service | N/A |  |  | 1 | Out of Service | N/A |  |  | 1 | Out of Service | N/A |  |  | 1 | Out of Service | N/A |  |  | 1 | Out of Service | N/A |  |  | 1 | Out of Service | N/A |  |  | 1 | Out of Service | N/A |  |  | 1 | Out of Service | N/A |  |  | 1 | Out of Service | N/A |  |  | 1 | Out of Service | N/A |  |  | 1 | Out of Service | N/A |  |  | 1 | Out of Service | N/A |  |  | 1 | [12 empty] | 0 | 0 | 0 | 0 | 0 | 0 | 0 | 0 | 0 | 0 | 0 | 0 | 0 | 28 | 7 | 6 | 5 | 9
| FX - 29 | FIXTANK 146 | Portland | Vertical | 18 | 24 | 45696 | Cone |  |  | Insulated | Average | Insulated | Average |  |  | Out of Service | N/A |  |  | 1 | Out of Service | N/A |  |  | 1 | Out of Service | N/A |  |  | 1 | Out of Service | N/A |  |  | 1 | Out of Service | N/A |  |  | 1 | Out of Service | N/A |  |  | 1 | Out of Service | N/A |  |  | 1 | Out of Service | N/A |  |  | 1 | Out of Service | N/A |  |  | 1 | Out of Service | N/A |  |  | 1 | Out of Service | N/A |  |  | 1 | Out of Service | N/A |  |  | 1 | [12 empty] | 0 | 0 | 0 | 0 | 0 | 0 | 0 | 0 | 0 | 0 | 0 | 0 | 0 | 29 | 7 | 6 | 5 | 9
| FX - 30 | FIXTANK 147 | Portland | Vertical | 18 | 24 | 45696 | Cone |  |  | Insulated | Average | Insulated | Average |  |  | Out of Service | N/A |  |  | 1 | Out of Service | N/A |  |  | 1 | Out of Service | N/A |  |  | 1 | Out of Service | N/A |  |  | 1 | Out of Service | N/A |  |  | 1 | Out of Service | N/A |  |  | 1 | Out of Service | N/A |  |  | 1 | Out of Service | N/A |  |  | 1 | Out of Service | N/A |  |  | 1 | Out of Service | N/A |  |  | 1 | Out of Service | N/A |  |  | 1 | Out of Service | N/A |  |  | 1 | [12 empty] | 0 | 0 | 0 | 0 | 0 | 0 | 0 | 0 | 0 | 0 | 0 | 0 | 0 | 30 | 7 | 6 | 5 | 9
| FX - 31 | FIXTANK 148 | Portland | Vertical | 18 | 24 | 45696 | Cone |  |  | Insulated | Average | Insulated | Average |  |  | Out of Service | N/A |  |  | 1 | Out of Service | N/A |  |  | 1 | Out of Service | N/A |  |  | 1 | Out of Service | N/A |  |  | 1 | Out of Service | N/A |  |  | 1 | Out of Service | N/A |  |  | 1 | Out of Service | N/A |  |  | 1 | Out of Service | N/A |  |  | 1 | Out of Service | N/A |  |  | 1 | Out of Service | N/A |  |  | 1 | Out of Service | N/A |  |  | 1 | Out of Service | N/A |  |  | 1 | [12 empty] | 0 | 0 | 0 | 0 | 0 | 0 | 0 | 0 | 0 | 0 | 0 | 0 | 0 | 31 | 7 | 6 | 5 | 9
| FX - 32 | FIXTANK 149 | Portland | Vertical | 18 | 24 | 45696 | Cone |  |  | Insulated | Average | Insulated | Average |  |  | Out of Service | N/A |  |  | 1 | Out of Service | N/A |  |  | 1 | Out of Service | N/A |  |  | 1 | Out of Service | N/A |  |  | 1 | Out of Service | N/A |  |  | 1 | Out of Service | N/A |  |  | 1 | Out of Service | N/A |  |  | 1 | Out of Service | N/A |  |  | 1 | Out of Service | N/A |  |  | 1 | Out of Service | N/A |  |  | 1 | Out of Service | N/A |  |  | 1 | Out of Service | N/A |  |  | 1 | [12 empty] | 0 | 0 | 0 | 0 | 0 | 0 | 0 | 0 | 0 | 0 | 0 | 0 | 0 | 32 | 7 | 6 | 5 | 9
| FX - 33 | FIXTANK 150 | Portland | Vertical | 18 | 24 | 45696 | Cone |  |  | Insulated | Average | Insulated | Average |  |  | Out of Service | N/A |  |  | 1 | Out of Service | N/A |  |  | 1 | Out of Service | N/A |  |  | 1 | Out of Service | N/A |  |  | 1 | Out of Service | N/A |  |  | 1 | Out of Service | N/A |  |  | 1 | Out of Service | N/A |  |  | 1 | Out of Service | N/A |  |  | 1 | Out of Service | N/A |  |  | 1 | Out of Service | N/A |  |  | 1 | Out of Service | N/A |  |  | 1 | Out of Service | N/A |  |  | 1 | [12 empty] | 0 | 0 | 0 | 0 | 0 | 0 | 0 | 0 | 0 | 0 | 0 | 0 | 0 | 33 | 7 | 6 | 5 | 9
1 | FX - 34 | FIXTANK 151 | Portland | Vertical | 12 | 36 | 30450 | Cone |  |  | Insulated | Average | Insulated | Average |  |  | Out of Service | N/A |  |  | 1 | Out of Service | N/A |  |  | 1 | Out of Service | N/A |  |  | 1 | Out of Service | N/A |  |  | 1 | Out of Service | N/A |  |  | 1 | Out of Service | N/A |  |  | 1 | Out of Service | N/A |  |  | 1 | Out of Service | N/A |  |  | 1 | Out of Service | N/A |  |  | 1 | Out of Service | N/A |  |  | 1 | Out of Service | N/A |  |  | 1 | Out of Service | N/A |  |  | 1 | [12 empty] | 0 | 0 | 0 | 0 | 0 | 0 | 0 | 0 | 0 | 0 | 0 | 0 | 0 | 34 | 7 | 6 | 5 | 9
2
3 | FX - 35 | FIXTANK 152 | Portland | Vertical | 12 | 36 | 30450 | Cone |  |  | Insulated | Average | Insulated | Average |  |  | Out of Service | N/A |  |  | 1 | Out of Service | N/A |  |  | 1 | Out of Service | N/A |  |  | 1 | Out of Service | N/A |  |  | 1 | Out of Service | N/A |  |  | 1 | Out of Service | N/A |  |  | 1 | Out of Service | N/A |  |  | 1 | Out of Service | N/A |  |  | 1 | Out of Service | N/A |  |  | 1 | Out of Service | N/A |  |  | 1 | Out of Service | N/A |  |  | 1 | Out of Service | N/A |  |  | 1 | [12 empty] | 0 | 0 | 0 | 0 | 0 | 0 | 0 | 0 | 0 | 0 | 0 | 0 | 0 | 35 | 7 | 6 | 5 | 9
4
| FX - 36 | FIXTANK 157 | Portland | Vertical | 18 | 20 | 45696 | Cone |  |  | Insulated | Average | Insulated | Average |  |  | Out of Service | N/A |  |  | 1 | Out of Service | N/A |  |  | 1 | Out of Service | N/A |  |  | 1 | Out of Service | N/A |  |  | 1 | Out of Service | N/A |  |  | 1 | Out of Service | N/A |  |  | 1 | Out of Service | N/A |  |  | 1 | Out of Service | N/A |  |  | 1 | Out of Service | N/A |  |  | 1 | Out of Service | N/A |  |  | 1 | Out of Service | N/A |  |  | 1 | Out of Service | N/A |  |  | 1 | [12 empty] | 0 | 0 | 0 | 0 | 0 | 0 | 0 | 0 | 0 | 0 | 0 | 0 | 0 | 36 | 7 | 6 | 5 | 9
| FX - 37 | FIXTANK 158 | Portland | Vertical | 18 | 24 | 45696 | Cone |  |  | Insulated | Average | Insulated | Average |  |  | Out of Service | N/A |  |  | 1 | Out of Service | N/A |  |  | 1 | Out of Service | N/A |  |  | 1 | Out of Service | N/A |  |  | 1 | Out of Service | N/A |  |  | 1 | Out of Service | N/A |  |  | 1 | Out of Service | N/A |  |  | 1 | Out of Service | N/A |  |  | 1 | Out of Service | N/A |  |  | 1 | Out of Service | N/A |  |  | 1 | Out of Service | N/A |  |  | 1 | Out of Service | N/A |  |  | 1 | [12 empty] | 0 | 0 | 0 | 0 | 0 | 0 | 0 | 0 | 0 | 0 | 0 | 0 | 0 | 37 | 7 | 6 | 5 | 9
| FX - 38 | FIXTANK 166 | Portland | Vertical | 15 | 30 | 39648 | Cone |  |  | Insulated | Average | Insulated | Average |  |  | Jet kerosene | Select Pet Stock |  |  | 1 | Jet kerosene | Select Pet Stock |  |  | 1 | Jet kerosene | Select Pet Stock |  |  | 1 | Jet kerosene | Select Pet Stock |  |  | 1 | Jet kerosene | Select Pet Stock |  |  | 1 | Jet kerosene | Select Pet Stock |  |  | 1 | Jet kerosene | Select Pet Stock |  |  | 1 | Jet kerosene | Select Pet Stock |  |  | 1 | Jet kerosene | Select Pet Stock |  |  | 1 | Jet kerosene | Select Pet Stock |  |  | 1 | Jet kerosene | Select Pet Stock |  |  | 1 | Jet kerosene | Select Pet Stock |  |  | 1 | [12 empty] | 944 | 944 | 944 | 944 | 944 | 944 | 944 | 944 | 944 | 944 | 944 | 944 | 11328 | 38 | 7 | 6 | 5 | 9
5 | FX - 39 | FIXTANK 167 | Portland | Vertical | 15 | 30 | 39648 | Cone |  |  | Insulated | Average | Insulated | Average |  |  | Jet kerosene | Select Pet Stock |  |  | 1 | Jet kerosene | Select Pet Stock |  |  | 1 | Jet kerosene | Select Pet Stock |  |  | 1 | Jet kerosene | Select Pet Stock |  |  | 1 | Jet kerosene | Select Pet Stock |  |  | 1 | Jet kerosene | Select Pet Stock |  |  | 1 | Jet kerosene | Select Pet Stock |  |  | 1 | Jet kerosene | Select Pet Stock |  |  | 1 | Jet kerosene | Select Pet Stock |  |  | 1 | Jet kerosene | Select Pet Stock |  |  | 1 | Jet kerosene | Select Pet Stock |  |  | 1 | Jet kerosene | Select Pet Stock |  |  | 1 | [12 empty] | 944 | 944 | 944 | 944 | 944 | 944 | 944 | 944 | 944 | 944 | 944 | 944 | 11328 | 39 | 7 | 6 | 5 | 9
6
| FX - 40 | FIXTANK 168 | Portland | Vertical | 15 | 30 | 39648 | Cone |  |  | Insulated | Average | Insulated | Average |  |  | Jet kerosene | Select Pet Stock |  |  | 1 | Jet kerosene | Select Pet Stock |  |  | 1 | Jet kerosene | Select Pet Stock |  |  | 1 | Jet kerosene | Select Pet Stock |  |  | 1 | Jet kerosene | Select Pet Stock |  |  | 1 | Jet kerosene | Select Pet Stock |  |  | 1 | Jet kerosene | Select Pet Stock |  |  | 1 | Jet kerosene | Select Pet Stock |  |  | 1 | Jet kerosene | Select Pet Stock |  |  | 1 | Jet kerosene | Select Pet Stock |  |  | 1 | Jet kerosene | Select Pet Stock |  |  | 1 | Jet kerosene | Select Pet Stock |  |  | 1 | [12 empty] | 944 | 944 | 944 | 944 | 944 | 944 | 944 | 944 | 944 | 944 | 944 | 944 | 11328 | 40 | 7 | 6 | 5 | 9
| FX - 41 | FIXTANK 169 | Portland | Vertical | 15 | 18 | 23772 | Cone |  |  | Insulated | Average | Insulated | Average |  |  | Jet kerosene | Select Pet Stock |  |  | 1 | Jet kerosene | Select Pet Stock |  |  | 1 | Jet kerosene | Select Pet Stock |  |  | 1 | Jet kerosene | Select Pet Stock |  |  | 1 | Jet kerosene | Select Pet Stock |  |  | 1 | Jet kerosene | Select Pet Stock |  |  | 1 | Jet kerosene | Select Pet Stock |  |  | 1 | Jet kerosene | Select Pet Stock |  |  | 1 | Jet kerosene | Select Pet Stock |  |  | 1 | Jet kerosene | Select Pet Stock |  |  | 1 | Jet kerosene | Select Pet Stock |  |  | 1 | Jet kerosene | Select Pet Stock |  |  | 1 | [12 empty] | 566 | 566 | 566 | 566 | 566 | 566 | 566 | 566 | 566 | 566 | 566 | 566 | 6792 | 41 | 7 | 6 | 5 | 9
| FX - 42 | FIXTANK 170 | Portland | Vertical | 24 | 40 | 135366 | Cone |  |  | Insulated | Average | Insulated | Average |  |  | Jet kerosene | Select Pet Stock |  |  | 1 | Jet kerosene | Select Pet Stock |  |  | 1 | Jet kerosene | Select Pet Stock |  |  | 1 | Jet kerosene | Select Pet Stock |  |  | 1 | Jet kerosene | Select Pet Stock |  |  | 1 | Jet kerosene | Select Pet Stock |  |  | 1 | Jet kerosene | Select Pet Stock |  |  | 1 | Jet kerosene | Select Pet Stock |  |  | 1 | Jet kerosene | Select Pet Stock |  |  | 1 | Jet kerosene | Select Pet Stock |  |  | 1 | Jet kerosene | Select Pet Stock |  |  | 1 | Jet kerosene | Select Pet Stock |  |  | 1 | [12 empty] | 3223 | 3223 | 3223 | 3223 | 3223 | 3223 | 3223 | 3223 | 3223 | 3223 | 3223 | 3223 | 38676 | 42 | 7 | 6 | 5 | 9
| FX - 43 | FIXTANK 171 | Portland | Vertical | 24 | 40 | 135366 | Cone |  |  | Insulated | Average | Insulated | Average |  |  | Jet kerosene | Select Pet Stock |  |  | 1 | Jet kerosene | Select Pet Stock |  |  | 1 | Jet kerosene | Select Pet Stock |  |  | 1 | Jet kerosene | Select Pet Stock |  |  | 1 | Jet kerosene | Select Pet Stock |  |  | 1 | Jet kerosene | Select Pet Stock |  |  | 1 | Jet kerosene | Select Pet Stock |  |  | 1 | Jet kerosene | Select Pet Stock |  |  | 1 | Jet kerosene | Select Pet Stock |  |  | 1 | Jet kerosene | Select Pet Stock |  |  | 1 | Jet kerosene | Select Pet Stock |  |  | 1 | Jet kerosene | Select Pet Stock |  |  | 1 | [12 empty] | 3223 | 3223 | 3223 | 3223 | 3223 | 3223 | 3223 | 3223 | 3223 | 3223 | 3223 | 3223 | 38676 | 43 | 7 | 6 | 5 | 9
| FX - 44 | FIXTANK 172 | Portland | Vertical | 24 | 40 | 135366 | Cone |  |  | Insulated | Average | Insulated | Average |  |  | Jet kerosene | Select Pet Stock |  |  | 1 | Jet kerosene | Select Pet Stock |  |  | 1 | Jet kerosene | Select Pet Stock |  |  | 1 | Jet kerosene | Select Pet Stock |  |  | 1 | Jet kerosene | Select Pet Stock |  |  | 1 | Jet kerosene | Select Pet Stock |  |  | 1 | Jet kerosene | Select Pet Stock |  |  | 1 | Jet kerosene | Select Pet Stock |  |  | 1 | Jet kerosene | Select Pet Stock |  |  | 1 | Jet kerosene | Select Pet Stock |  |  | 1 | Jet kerosene | Select Pet Stock |  |  | 1 | Jet kerosene | Select Pet Stock |  |  | 1 | [12 empty] | 3223 | 3223 | 3223 | 3223 | 3223 | 3223 | 3223 | 3223 | 3223 | 3223 | 3223 | 3223 | 38676 | 44 | 7 | 6 | 5 | 9
| FX - 45 | FIXTANK 173 | Portland | Vertical | 24 | 40 | 135366 | Cone |  |  | Insulated | Average | Insulated | Average |  |  | Jet kerosene | Select Pet Stock |  |  | 1 | Jet kerosene | Select Pet Stock |  |  | 1 | Jet kerosene | Select Pet Stock |  |  | 1 | Jet kerosene | Select Pet Stock |  |  | 1 | Jet kerosene | Select Pet Stock |  |  | 1 | Jet kerosene | Select Pet Stock |  |  | 1 | Jet kerosene | Select Pet Stock |  |  | 1 | Jet kerosene | Select Pet Stock |  |  | 1 | Jet kerosene | Select Pet Stock |  |  | 1 | Jet kerosene | Select Pet Stock |  |  | 1 | Jet kerosene | Select Pet Stock |  |  | 1 | Jet kerosene | Select Pet Stock |  |  | 1 | [12 empty] | 3223 | 3223 | 3223 | 3223 | 3223 | 3223 | 3223 | 3223 | 3223 | 3223 | 3223 | 3223 | 38676 | 45 | 7 | 6 | 5 | 9
| FX - 46 | FIXTANK 174 | Portland | Vertical | 24 | 40 | 135366 | Cone |  |  | Insulated | Average | Insulated | Average |  |  | Jet kerosene | Select Pet Stock |  |  | 1 | Jet kerosene | Select Pet Stock |  |  | 1 | Jet kerosene | Select Pet Stock |  |  | 1 | Jet kerosene | Select Pet Stock |  |  | 1 | Jet kerosene | Select Pet Stock |  |  | 1 | Jet kerosene | Select Pet Stock |  |  | 1 | Jet kerosene | Select Pet Stock |  |  | 1 | Jet kerosene | Select Pet Stock |  |  | 1 | Jet kerosene | Select Pet Stock |  |  | 1 | Jet kerosene | Select Pet Stock |  |  | 1 | Jet kerosene | Select Pet Stock |  |  | 1 | Jet kerosene | Select Pet Stock |  |  | 1 | [12 empty] | 3223 | 3223 | 3223 | 3223 | 3223 | 3223 | 3223 | 3223 | 3223 | 3223 | 3223 | 3223 | 38676 | 46 | 7 | 6 | 5 | 9
| FX - 47 | FIXTANK 176 | Portland | Vertical | 15 | 31.5 | 42000 | Cone |  |  | Insulated | Average | Insulated | Average |  |  | Out of Service | N/A |  |  | 1 | Out of Service | N/A |  |  | 1 | Out of Service | N/A |  |  | 1 | Out of Service | N/A |  |  | 1 | Out of Service | N/A |  |  | 1 | Out of Service | N/A |  |  | 1 | Out of Service | N/A |  |  | 1 | Out of Service | N/A |  |  | 1 | Out of Service | N/A |  |  | 1 | Out of Service | N/A |  |  | 1 | Out of Service | N/A |  |  | 1 | Out of Service | N/A |  |  | 1 | [12 empty] | 0 | 0 | 0 | 0 | 0 | 0 | 0 | 0 | 0 | 0 | 0 | 0 | 0 | 47 | 7 | 6 | 5 | 9
| FX - 48 | FIXTANK 177 | Portland | Vertical | 12.5 | 33 | 30282 | Cone |  |  | Insulated | Average | White | Average |  |  | Out of Service | N/A |  |  | 1 | Out of Service | N/A |  |  | 1 | Out of Service | N/A |  |  | 1 | Out of Service | N/A |  |  | 1 | Out of Service | N/A |  |  | 1 | Out of Service | N/A |  |  | 1 | Out of Service | N/A |  |  | 1 | Out of Service | N/A |  |  | 1 | Out of Service | N/A |  |  | 1 | Out of Service | N/A |  |  | 1 | Out of Service | N/A |  |  | 1 | Out of Service | N/A |  |  | 1 | [12 empty] | 0 | 0 | 0 | 0 | 0 | 0 | 0 | 0 | 0 | 0 | 0 | 0 | 0 | 48 | 7 | 6 | 5 | 9
| FX - 49 | FIXTANK 179 | Portland | Vertical | 10.5 | 30 | 19446 | Cone |  |  | White | Average | White | Average |  |  | Jet kerosene | Select Pet Stock |  |  | 1 | Jet kerosene | Select Pet Stock |  |  | 1 | Jet kerosene | Select Pet Stock |  |  | 1 | Jet kerosene | Select Pet Stock |  |  | 1 | Jet kerosene | Select Pet Stock |  |  | 1 | Jet kerosene | Select Pet Stock |  |  | 1 | Jet kerosene | Select Pet Stock |  |  | 1 | Jet kerosene | Select Pet Stock |  |  | 1 | Jet kerosene | Select Pet Stock |  |  | 1 | Jet kerosene | Select Pet Stock |  |  | 1 | Jet kerosene | Select Pet Stock |  |  | 1 | Jet kerosene | Select Pet Stock |  |  | 1 | [12 empty] | 463 | 463 | 463 | 463 | 463 | 463 | 463 | 463 | 463 | 463 | 463 | 463 | 5556 | 49 | 7 | 6 | 5 | 9
| FX - 50 | FIXTANK 180 | Portland | Vertical | 10.5 | 30 | 19446 | Cone |  |  | White | Average | White | Average |  |  | Jet kerosene | Select Pet Stock |  |  | 1 | Jet kerosene | Select Pet Stock |  |  | 1 | Jet kerosene | Select Pet Stock |  |  | 1 | Jet kerosene | Select Pet Stock |  |  | 1 | Jet kerosene | Select Pet Stock |  |  | 1 | Jet kerosene | Select Pet Stock |  |  | 1 | Jet kerosene | Select Pet Stock |  |  | 1 | Jet kerosene | Select Pet Stock |  |  | 1 | Jet kerosene | Select Pet Stock |  |  | 1 | Jet kerosene | Select Pet Stock |  |  | 1 | Jet kerosene | Select Pet Stock |  |  | 1 | Jet kerosene | Select Pet Stock |  |  | 1 | [12 empty] | 463 | 463 | 463 | 463 | 463 | 463 | 463 | 463 | 463 | 463 | 463 | 463 | 5556 | 50 | 7 | 6 | 5 | 9
| FX - 51 | FIXTANK 181 | Portland | Vertical | 15 | 32 | 42294 | Cone |  |  | Insulated | Average | Insulated | Average |  |  | Out of Service | N/A |  |  | 1 | Out of Service | N/A |  |  | 1 | Out of Service | N/A |  |  | 1 | Out of Service | N/A |  |  | 1 | Out of Service | N/A |  |  | 1 | Out of Service | N/A |  |  | 1 | Out of Service | N/A |  |  | 1 | Out of Service | N/A |  |  | 1 | Out of Service | N/A |  |  | 1 | Out of Service | N/A |  |  | 1 | Out of Service | N/A |  |  | 1 | Out of Service | N/A |  |  | 1 | [12 empty] | 0 | 0 | 0 | 0 | 0 | 0 | 0 | 0 | 0 | 0 | 0 | 0 | 0 | 51 | 7 | 6 | 5 | 9
| FX - 52 | FIXTANK 182 | Portland | Vertical | 30 | 42 | 222180 | Cone |  |  | Gray-Light | Average | Gray-Light | Average |  |  | Jet kerosene | Select Pet Stock |  |  | 1 | Jet kerosene | Select Pet Stock |  |  | 1 | Jet kerosene | Select Pet Stock |  |  | 1 | Jet kerosene | Select Pet Stock |  |  | 1 | Jet kerosene | Select Pet Stock |  |  | 1 | Jet kerosene | Select Pet Stock |  |  | 1 | Jet kerosene | Select Pet Stock |  |  | 1 | Jet kerosene | Select Pet Stock |  |  | 1 | Jet kerosene | Select Pet Stock |  |  | 1 | Jet kerosene | Select Pet Stock |  |  | 1 | Jet kerosene | Select Pet Stock |  |  | 1 | Jet kerosene | Select Pet Stock |  |  | 1 | [12 empty] | 5290 | 5290 | 5290 | 5290 | 5290 | 5290 | 5290 | 5290 | 5290 | 5290 | 5290 | 5290 | 63480 | 52 | 7 | 6 | 5 | 9
| FX - 53 | FIXTANK 183 | Portland | Vertical | 30 | 42 | 222180 | Cone |  |  | Gray-Light | Average | Gray-Light | Average |  |  | Jet kerosene | Select Pet Stock |  |  | 1 | Jet kerosene | Select Pet Stock |  |  | 1 | Jet kerosene | Select Pet Stock |  |  | 1 | Jet kerosene | Select Pet Stock |  |  | 1 | Jet kerosene | Select Pet Stock |  |  | 1 | Jet kerosene | Select Pet Stock |  |  | 1 | Jet kerosene | Select Pet Stock |  |  | 1 | Jet kerosene | Select Pet Stock |  |  | 1 | Jet kerosene | Select Pet Stock |  |  | 1 | Jet kerosene | Select Pet Stock |  |  | 1 | Jet kerosene | Select Pet Stock |  |  | 1 | Jet kerosene | Select Pet Stock |  |  | 1 | [12 empty] | 5290 | 5290 | 5290 | 5290 | 5290 | 5290 | 5290 | 5290 | 5290 | 5290 | 5290 | 5290 | 63480 | 53 | 7 | 6 | 5 | 9
| FX - 54 | FIXTANK 184 | Portland | Vertical | 30 | 42 | 222054 | Cone |  |  | Gray-Light | Average | Gray-Light | Average |  |  | Jet kerosene | Select Pet Stock |  |  | 1 | Jet kerosene | Select Pet Stock |  |  | 1 | Jet kerosene | Select Pet Stock |  |  | 1 | Jet kerosene | Select Pet Stock |  |  | 1 | Jet kerosene | Select Pet Stock |  |  | 1 | Jet kerosene | Select Pet Stock |  |  | 1 | Jet kerosene | Select Pet Stock |  |  | 1 | Jet kerosene | Select Pet Stock |  |  | 1 | Jet kerosene | Select Pet Stock |  |  | 1 | Jet kerosene | Select Pet Stock |  |  | 1 | Jet kerosene | Select Pet Stock |  |  | 1 | Jet kerosene | Select Pet Stock |  |  | 1 | [12 empty] | 5287 | 5287 | 5287 | 5287 | 5287 | 5287 | 5287 | 5287 | 5287 | 5287 | 5287 | 5287 | 63444 | 54 | 7 | 6 | 5 | 9
| FX - 55 | FIXTANK 185 | Portland | Vertical | 30 | 42 | 222054 | Cone |  |  | Gray-Light | Average | Gray-Light | Average |  |  | Jet kerosene | Select Pet Stock |  |  | 1 | Jet kerosene | Select Pet Stock |  |  | 1 | Jet kerosene | Select Pet Stock |  |  | 1 | Jet kerosene | Select Pet Stock |  |  | 1 | Jet kerosene | Select Pet Stock |  |  | 1 | Jet kerosene | Select Pet Stock |  |  | 1 | Jet kerosene | Select Pet Stock |  |  | 1 | Jet kerosene | Select Pet Stock |  |  | 1 | Jet kerosene | Select Pet Stock |  |  | 1 | Jet kerosene | Select Pet Stock |  |  | 1 | Jet kerosene | Select Pet Stock |  |  | 1 | Jet kerosene | Select Pet Stock |  |  | 1 | [12 empty] | 5287 | 5287 | 5287 | 5287 | 5287 | 5287 | 5287 | 5287 | 5287 | 5287 | 5287 | 5287 | 63444 | 55 | 7 | 6 | 5 | 9
| FX - 56 | FIXTANK 202 | Portland | Vertical | 10 | 20 | 11760 | Cone |  |  | Insulated | Average | White | Average |  |  | Jet kerosene | Select Pet Stock |  |  | 1 | Jet kerosene | Select Pet Stock |  |  | 1 | Jet kerosene | Select Pet Stock |  |  | 1 | Jet kerosene | Select Pet Stock |  |  | 1 | Jet kerosene | Select Pet Stock |  |  | 1 | Jet kerosene | Select Pet Stock |  |  | 1 | Jet kerosene | Select Pet Stock |  |  | 1 | Jet kerosene | Select Pet Stock |  |  | 1 | Jet kerosene | Select Pet Stock |  |  | 1 | Jet kerosene | Select Pet Stock |  |  | 1 | Jet kerosene | Select Pet Stock |  |  | 1 | Jet kerosene | Select Pet Stock |  |  | 1 | [12 empty] | 280 | 280 | 280 | 280 | 280 | 280 | 280 | 280 | 280 | 280 | 280 | 280 | 3360 | 56 | 7 | 6 | 5 | 9
| FX - 57 | FIXTANK 203 | Portland | Vertical | 12 | 24 | 20370 | Cone |  |  | Insulated | Average | White | Average |  |  | Jet kerosene | Select Pet Stock |  |  | 1 | Jet kerosene | Select Pet Stock |  |  | 1 | Jet kerosene | Select Pet Stock |  |  | 1 | Jet kerosene | Select Pet Stock |  |  | 1 | Jet kerosene | Select Pet Stock |  |  | 1 | Jet kerosene | Select Pet Stock |  |  | 1 | Jet kerosene | Select Pet Stock |  |  | 1 | Jet kerosene | Select Pet Stock |  |  | 1 | Jet kerosene | Select Pet Stock |  |  | 1 | Jet kerosene | Select Pet Stock |  |  | 1 | Jet kerosene | Select Pet Stock |  |  | 1 | Jet kerosene | Select Pet Stock |  |  | 1 | [12 empty] | 485 | 485 | 485 | 485 | 485 | 485 | 485 | 485 | 485 | 485 | 485 | 485 | 5820 | 57 | 7 | 6 | 5 | 9
| FX - 58 | FIXTANK 204 | Portland | Vertical | 12 | 24 | 20286 | Cone |  |  | Insulated | Average | White | Average |  |  | Jet kerosene | Select Pet Stock |  |  | 1 | Jet kerosene | Select Pet Stock |  |  | 1 | Jet kerosene | Select Pet Stock |  |  | 1 | Jet kerosene | Select Pet Stock |  |  | 1 | Jet kerosene | Select Pet Stock |  |  | 1 | Jet kerosene | Select Pet Stock |  |  | 1 | Jet kerosene | Select Pet Stock |  |  | 1 | Jet kerosene | Select Pet Stock |  |  | 1 | Jet kerosene | Select Pet Stock |  |  | 1 | Jet kerosene | Select Pet Stock |  |  | 1 | Jet kerosene | Select Pet Stock |  |  | 1 | Jet kerosene | Select Pet Stock |  |  | 1 | [12 empty] | 483 | 483 | 483 | 483 | 483 | 483 | 483 | 483 | 483 | 483 | 483 | 483 | 5796 | 58 | 7 | 6 | 5 | 9
| FX - 59 | FIXTANK 205 | Portland | Vertical | 12 | 24 | 20286 | Cone |  |  | Insulated | Average | White | Average |  |  | Jet kerosene | Select Pet Stock |  |  | 1 | Jet kerosene | Select Pet Stock |  |  | 1 | Jet kerosene | Select Pet Stock |  |  | 1 | Jet kerosene | Select Pet Stock |  |  | 1 | Jet kerosene | Select Pet Stock |  |  | 1 | Jet kerosene | Select Pet Stock |  |  | 1 | Jet kerosene | Select Pet Stock |  |  | 1 | Jet kerosene | Select Pet Stock |  |  | 1 | Jet kerosene | Select Pet Stock |  |  | 1 | Jet kerosene | Select Pet Stock |  |  | 1 | Jet kerosene | Select Pet Stock |  |  | 1 | Jet kerosene | Select Pet Stock |  |  | 1 | [12 empty] | 483 | 483 | 483 | 483 | 483 | 483 | 483 | 483 | 483 | 483 | 483 | 483 | 5796 | 59 | 7 | 6 | 5 | 9
| FX - 60 | FIXTANK 207 | Portland | Vertical | 10 | 20 | 11760 | Cone |  |  | Insulated | Average | White | Average |  |  | Jet kerosene | Select Pet Stock |  |  | 1 | Jet kerosene | Select Pet Stock |  |  | 1 | Jet kerosene | Select Pet Stock |  |  | 1 | Jet kerosene | Select Pet Stock |  |  | 1 | Jet kerosene | Select Pet Stock |  |  | 1 | Jet kerosene | Select Pet Stock |  |  | 1 | Jet kerosene | Select Pet Stock |  |  | 1 | Jet kerosene | Select Pet Stock |  |  | 1 | Jet kerosene | Select Pet Stock |  |  | 1 | Jet kerosene | Select Pet Stock |  |  | 1 | Jet kerosene | Select Pet Stock |  |  | 1 | Jet kerosene | Select Pet Stock |  |  | 1 | [12 empty] | 280 | 280 | 280 | 280 | 280 | 280 | 280 | 280 | 280 | 280 | 280 | 280 | 3360 | 60 | 7 | 6 | 5 | 9
| FX - 61 | FIXTANK 208 | Portland | Vertical | 10 | 20 | 11760 | Cone |  |  | Insulated | Average | White | Average |  |  | Jet kerosene | Select Pet Stock |  |  | 1 | Jet kerosene | Select Pet Stock |  |  | 1 | Jet kerosene | Select Pet Stock |  |  | 1 | Jet kerosene | Select Pet Stock |  |  | 1 | Jet kerosene | Select Pet Stock |  |  | 1 | Jet kerosene | Select Pet Stock |  |  | 1 | Jet kerosene | Select Pet Stock |  |  | 1 | Jet kerosene | Select Pet Stock |  |  | 1 | Jet kerosene | Select Pet Stock |  |  | 1 | Jet kerosene | Select Pet Stock |  |  | 1 | Jet kerosene | Select Pet Stock |  |  | 1 | Jet kerosene | Select Pet Stock |  |  | 1 | [12 empty] | 280 | 280 | 280 | 280 | 280 | 280 | 280 | 280 | 280 | 280 | 280 | 280 | 3360 | 61 | 7 | 6 | 5 | 9
| FX - 62 | FIXTANK 209 | Portland | Vertical | 11 | 24 | 17052 | Cone |  |  | Insulated | Average | Insulated | Average |  |  | Jet kerosene | Select Pet Stock |  |  | 1 | Jet kerosene | Select Pet Stock |  |  | 1 | Jet kerosene | Select Pet Stock |  |  | 1 | Jet kerosene | Select Pet Stock |  |  | 1 | Jet kerosene | Select Pet Stock |  |  | 1 | Jet kerosene | Select Pet Stock |  |  | 1 | Jet kerosene | Select Pet Stock |  |  | 1 | Jet kerosene | Select Pet Stock |  |  | 1 | Jet kerosene | Select Pet Stock |  |  | 1 | Jet kerosene | Select Pet Stock |  |  | 1 | Jet kerosene | Select Pet Stock |  |  | 1 | Jet kerosene | Select Pet Stock |  |  | 1 | [12 empty] | 406 | 406 | 406 | 406 | 406 | 406 | 406 | 406 | 406 | 406 | 406 | 406 | 4872 | 62 | 7 | 6 | 5 | 9
| FX - 63 | FIXTANK 211 | Portland | Vertical | 12 | 24 | 21000 | Cone |  |  | Insulated | Average | Insulated | Average |  |  | Jet kerosene | Select Pet Stock |  |  | 1 | Jet kerosene | Select Pet Stock |  |  | 1 | Jet kerosene | Select Pet Stock |  |  | 1 | Jet kerosene | Select Pet Stock |  |  | 1 | Jet kerosene | Select Pet Stock |  |  | 1 | Jet kerosene | Select Pet Stock |  |  | 1 | Jet kerosene | Select Pet Stock |  |  | 1 | Jet kerosene | Select Pet Stock |  |  | 1 | Jet kerosene | Select Pet Stock |  |  | 1 | Jet kerosene | Select Pet Stock |  |  | 1 | Jet kerosene | Select Pet Stock |  |  | 1 | Jet kerosene | Select Pet Stock |  |  | 1 | [12 empty] | 500 | 500 | 500 | 500 | 500 | 500 | 500 | 500 | 500 | 500 | 500 | 500 | 6000 | 63 | 7 | 6 | 5 | 9
| FX - 64 | FIXTANK 213 | Portland | Vertical | 10.5 | 20 | 12936 | Cone |  |  | Insulated | Average | Insulated | Average |  |  | Jet kerosene | Select Pet Stock |  |  | 1 | Jet kerosene | Select Pet Stock |  |  | 1 | Jet kerosene | Select Pet Stock |  |  | 1 | Jet kerosene | Select Pet Stock |  |  | 1 | Jet kerosene | Select Pet Stock |  |  | 1 | Jet kerosene | Select Pet Stock |  |  | 1 | Jet kerosene | Select Pet Stock |  |  | 1 | Jet kerosene | Select Pet Stock |  |  | 1 | Jet kerosene | Select Pet Stock |  |  | 1 | Jet kerosene | Select Pet Stock |  |  | 1 | Jet kerosene | Select Pet Stock |  |  | 1 | Jet kerosene | Select Pet Stock |  |  | 1 | [12 empty] | 308 | 308 | 308 | 308 | 308 | 308 | 308 | 308 | 308 | 308 | 308 | 308 | 3696 | 64 | 7 | 6 | 5 | 9
| FX - 65 | FIXTANK 306 | Portland | Vertical | 6 | 13 | 2940 | Cone |  |  | Insulated | Average | Insulated | Average |  |  | Jet kerosene | Select Pet Stock |  |  | 1 | Jet kerosene | Select Pet Stock |  |  | 1 | Jet kerosene | Select Pet Stock |  |  | 1 | Jet kerosene | Select Pet Stock |  |  | 1 | Jet kerosene | Select Pet Stock |  |  | 1 | Jet kerosene | Select Pet Stock |  |  | 1 | Jet kerosene | Select Pet Stock |  |  | 1 | Jet kerosene | Select Pet Stock |  |  | 1 | Jet kerosene | Select Pet Stock |  |  | 1 | Jet kerosene | Select Pet Stock |  |  | 1 | Jet kerosene | Select Pet Stock |  |  | 1 | Jet kerosene | Select Pet Stock |  |  | 1 | [12 empty] | 70 | 70 | 70 | 70 | 70 | 70 | 70 | 70 | 70 | 70 | 70 | 70 | 840 | 65 | 7 | 6 | 5 | 9
| FX - 66 | FIXTANK 307 | Portland | Vertical | 7 | 9 | 3570 | Cone |  |  | Insulated | Average | Insulated | Average |  |  | Jet kerosene | Select Pet Stock |  |  | 1 | Jet kerosene | Select Pet Stock |  |  | 1 | Jet kerosene | Select Pet Stock |  |  | 1 | Jet kerosene | Select Pet Stock |  |  | 1 | Jet kerosene | Select Pet Stock |  |  | 1 | Jet kerosene | Select Pet Stock |  |  | 1 | Jet kerosene | Select Pet Stock |  |  | 1 | Jet kerosene | Select Pet Stock |  |  | 1 | Jet kerosene | Select Pet Stock |  |  | 1 | Jet kerosene | Select Pet Stock |  |  | 1 | Jet kerosene | Select Pet Stock |  |  | 1 | Jet kerosene | Select Pet Stock |  |  | 1 | [12 empty] | 85 | 85 | 85 | 85 | 85 | 85 | 85 | 85 | 85 | 85 | 85 | 85 | 1020 | 66 | 7 | 6 | 5 | 9
| FX - 67 | FIXTANK 317 | Portland | Vertical | 10 | 17.5 | 10500 | Cone |  |  | Insulated | Average | Insulated | Average |  |  | Jet kerosene | Select Pet Stock |  |  | 1 | Jet kerosene | Select Pet Stock |  |  | 1 | Jet kerosene | Select Pet Stock |  |  | 1 | Jet kerosene | Select Pet Stock |  |  | 1 | Jet kerosene | Select Pet Stock |  |  | 1 | Jet kerosene | Select Pet Stock |  |  | 1 | Jet kerosene | Select Pet Stock |  |  | 1 | Jet kerosene | Select Pet Stock |  |  | 1 | Jet kerosene | Select Pet Stock |  |  | 1 | Jet kerosene | Select Pet Stock |  |  | 1 | Jet kerosene | Select Pet Stock |  |  | 1 | Jet kerosene | Select Pet Stock |  |  | 1 | [12 empty] | 250 | 250 | 250 | 250 | 250 | 250 | 250 | 250 | 250 | 250 | 250 | 250 | 3000 | 67 | 7 | 6 | 5 | 9
Month Ref | [16 empty] | 1 |  |  |  |  | 2 |  |  |  |  | 3 |  |  |  |  | 4 |  |  |  |  | 5 |  |  |  |  | 6 |  |  |  |  | 7 |  |  |  |  | 8 |  |  |  |  | 9 |  |  |  |  | 10 |  |  |  |  | 11 |  |  |  |  | 12 |  |  |  |  | 1 | 2 | 3 | 4 | 5 | 6 | 7 | 8 | 9 | 10 | 11 | 12 | 1 | 2 | 3 | 4 | 5 | 6 | 7 | 8 | 9 | 10 | 11 | 12 | 13
Column # | 1 | 2 | 3 | 4 | 5 | 6 | 7 | 8 | 9 | 10 | 11 | 12 | 13 | 14 | 15 | 16 | 17 | 18 | 19 | 20 | 21 | 22 | 23 | 24 | 25 | 26 | 27 | 28 | 29 | 30 | 31 | 32 | 33 | 34 | 35 | 36 | 37 | 38 | 39 | 40 | 41 | 42 | 43 | 44 | 45 | 46 | 47 | 48 | 49 | 50 | 51 | 52 | 53 | 54 | 55 | 56 | 57 | 58 | 59 | 60 | 61 | 62 | 63 | 64 | 65 | 66 | 67 | 68 | 69 | 70 | 71 | 72 | 73 | 74 | 75 | 76 | 77 | 78 | 79 | 80 | 81 | 82 | 83 | 84 | 85 | 86 | 87 | 88 | 89 | 90 | 91 | 92 | 93 | 94 | 95 | 96 | 97 | 98 | 99 | 100 | 101
[88 empty] | 66 | 27.27 | 105834.62 | 971.67 | 71374.02 | 66501 | 97546 | 514 | 123055 | 153577 | 66760 | 117092 | 52894 | 10511520
[88 empty] | 67 | 0 | 0 | 0 | 0 | 0 | 0 | 0 | 0 | 0 | 0 | 73405 | 0
[88 empty] | 69 | 74.15 | 19807.28 | 1269.5 | 90.36 | 35792 | 71 | 29256 | 97 | 8059 | 353 | 265 | 54
[88 empty] | 112 | 11.19 | 4741.39 | 541.77 | 183.95 | 99 | 10036 | 228934 | 223 | 32 | 28 | 8434 | 91984
[88 empty] | 184 | 532 | 25 | 3973 | 0 | 10 | 419 | 21897 | 0 | 415 | 15 | 796 | 2827

## Float Vapor Press
Fixed Roof Temps
|  | Month # | 1 | 2 | 3 | 4 | 5 | 6 | 7 | 8 | 9 | 10 | 11 | 12
Spread Sheet Tank # | Location | Variable/Calculation | January | February | March | April | May | June | July | August | September | October | November | December |  | Flt Cons Row | Flt Cons Col |  | Flt Multi Row |  | Flt Temp Row |  | Flt_prod info
FLT - 1 | Portland | PA | 14.7 | 14.7 | 14.7 | 14.7 | 14.7 | 14.7 | 14.7 | 14.7 | 14.7 | 14.7 | 14.7 | 14.7 | 1 | 1 | Tank # | 1 |  |  | TLA | 6 | RVP1 | 3
|  | Comp 1 Name | Bakken Crude | Bakken Crude | Bakken Crude | Bakken Crude | Bakken Crude | Bakken Crude | Bakken Crude | Bakken Crude | Bakken Crude | Bakken Crude | Bakken Crude | Bakken Crude | 2 |  | Loc | 3 | Comp 1 Name | 1 |  |  | S1 | 4
|  | Comp 1 Type | Crude Oil | Crude Oil | Crude Oil | Crude Oil | Crude Oil | Crude Oil | Crude Oil | Crude Oil | Crude Oil | Crude Oil | Crude Oil | Crude Oil | 3 |  |  |  | Comp 1 Type | 3 |  |  | RVP2 | 8
|  | Comp 2 Name | [12 empty] | 4 |  |  |  | Comp 2 Name | 2 |  |  | S2 | 9
|  | Comp 2 Type | #N/A | #N/A | #N/A | #N/A | #N/A | #N/A | #N/A | #N/A | #N/A | #N/A | #N/A | #N/A | 5 |  |  |  | Comp 2 Type | 4
|  | x1 | 1 | 1 | 1 | 1 | 1 | 1 | 1 | 1 | 1 | 1 | 1 | 1 | 6 |  |  |  | x1 | 10
|  | x2 | 0 | 0 | 0 | 0 | 0 | 0 | 0 | 0 | 0 | 0 | 0 | 0 | 7 |  |  |  | x2 | 11
|  | TLA | 44.7243 | 46.2808 | 48.4105 | 51.8985 | 57.1994 | 61.2365 | 64.9499 | 64.8308 | 61.751 | 54.568 | 48.1301 | 44.3956 | 8
|  | RVP1 | 10.2 | 10.2 | 10.2 | 10.2 | 10.2 | 10.2 | 10.2 | 10.2 | 10.2 | 10.2 | 10.2 | 10.2 | 9
|  | S1 | 0 | 0 | 0 | 0 | 0 | 0 | 0 | 0 | 0 | 0 | 0 | 0 | 10
|  | RVP2 | #N/A | #N/A | #N/A | #N/A | #N/A | #N/A | #N/A | #N/A | #N/A | #N/A | #N/A | #N/A | 11
|  | S2 | N/A | N/A | N/A | N/A | N/A | N/A | N/A | N/A | N/A | N/A | N/A | N/A | 12
|  | PVA1 | 5.895 | 6.0567 | 6.2836 | 6.6693 | 7.2901 | 7.7918 | 8.2763 | 8.2604 | 7.8576 | 6.9766 | 6.2534 | 5.8612 | 13
|  | x1PVA1 | 5.895 | 6.0567 | 6.2836 | 6.6693 | 7.2901 | 7.7918 | 8.2763 | 8.2604 | 7.8576 | 6.9766 | 6.2534 | 5.8612 | 14
|  | PVA2 | 0 | 0 | 0 | 0 | 0 | 0 | 0 | 0 | 0 | 0 | 0 | 0 | 15
|  | x2PVA2 | 0 | 0 | 0 | 0 | 0 | 0 | 0 | 0 | 0 | 0 | 0 | 0 | 16
|  | PVAT | 5.895 | 6.0567 | 6.2836 | 6.6693 | 7.2901 | 7.7918 | 8.2763 | 8.2604 | 7.8576 | 6.9766 | 6.2534 | 5.8612 | 17
|  | P* | 0.2508 | 0.25946 | 0.27183 | 0.29341 | 0.32972 | 0.3606 | 0.3918 | 0.39076 | 0.36475 | 0.31113 | 0.27016 | 0.249 | 18
|  | y1 | 1 | 1 | 1 | 1 | 1 | 1 | 1 | 1 | 1 | 1 | 1 | 1 | 19
|  | MWV1 | 61.1037 | 61.1037 | 61.1037 | 61.1037 | 61.1037 | 61.1037 | 61.1037 | 61.1037 | 61.1037 | 61.1037 | 61.1037 | 61.1037 | 20
|  | y2 | 0 | 0 | 0 | 0 | 0 | 0 | 0 | 0 | 0 | 0 | 0 | 0 | 21
|  | MWV2 | 0 | 0 | 0 | 0 | 0 | 0 | 0 | 0 | 0 | 0 | 0 | 0 | 22
|  | MWVT | 61.1037 | 61.1037 | 61.1037 | 61.1037 | 61.1037 | 61.1037 | 61.1037 | 61.1037 | 61.1037 | 61.1037 | 61.1037 | 61.1037 | 23
FLT - 2 | Portland | PA | 14.7 | 14.7 | 14.7 | 14.7 | 14.7 | 14.7 | 14.7 | 14.7 | 14.7 | 14.7 | 14.7 | 14.7 | 24 | 2 | Tank # | 1 |  |  | TLA | 18 | RVP1 | 15
|  | Comp 1 Name | Bakken Crude | Bakken Crude | Bakken Crude | Bakken Crude | Bakken Crude | Bakken Crude | Bakken Crude | Bakken Crude | Bakken Crude | Bakken Crude | Bakken Crude | Bakken Crude | 25 |  | Loc | 3 | Comp 1 Name | 15 |  |  | S1 | 16
|  | Comp 1 Type | Crude Oil | Crude Oil | Crude Oil | Crude Oil | Crude Oil | Crude Oil | Crude Oil | Crude Oil | Crude Oil | Crude Oil | Crude Oil | Crude Oil | 26 |  |  |  | Comp 1 Type | 17 |  |  | RVP2 | 20
|  | Comp 2 Name | [12 empty] | 27 |  |  |  | Comp 2 Name | 16 |  |  | S2 | 21
|  | Comp 2 Type | #N/A | #N/A | #N/A | #N/A | #N/A | #N/A | #N/A | #N/A | #N/A | #N/A | #N/A | #N/A | 28 |  |  |  | Comp 2 Type | 18
|  | x1 | 1 | 1 | 1 | 1 | 1 | 1 | 1 | 1 | 1 | 1 | 1 | 1 | 29 |  |  |  | x1 | 24
|  | x2 | 0 | 0 | 0 | 0 | 0 | 0 | 0 | 0 | 0 | 0 | 0 | 0 | 30 |  |  |  | x2 | 25
|  | TLA | 44.7243 | 46.2808 | 48.4105 | 51.8985 | 57.1994 | 61.2365 | 64.9499 | 64.8308 | 61.751 | 54.568 | 48.1301 | 44.3956 | 31
|  | RVP1 | 10.2 | 10.2 | 10.2 | 10.2 | 10.2 | 10.2 | 10.2 | 10.2 | 10.2 | 10.2 | 10.2 | 10.2 | 32
|  | S1 | 0 | 0 | 0 | 0 | 0 | 0 | 0 | 0 | 0 | 0 | 0 | 0 | 33
|  | RVP2 | #N/A | #N/A | #N/A | #N/A | #N/A | #N/A | #N/A | #N/A | #N/A | #N/A | #N/A | #N/A | 34
|  | S2 | N/A | N/A | N/A | N/A | N/A | N/A | N/A | N/A | N/A | N/A | N/A | N/A | 35
|  | PVA1 | 5.895 | 6.0567 | 6.2836 | 6.6693 | 7.2901 | 7.7918 | 8.2763 | 8.2604 | 7.8576 | 6.9766 | 6.2534 | 5.8612 | 36
|  | x1PVA1 | 5.895 | 6.0567 | 6.2836 | 6.6693 | 7.2901 | 7.7918 | 8.2763 | 8.2604 | 7.8576 | 6.9766 | 6.2534 | 5.8612 | 37
|  | PVA2 | 0 | 0 | 0 | 0 | 0 | 0 | 0 | 0 | 0 | 0 | 0 | 0 | 38
|  | x2PVA2 | 0 | 0 | 0 | 0 | 0 | 0 | 0 | 0 | 0 | 0 | 0 | 0 | 39
|  | PVAT | 5.895 | 6.0567 | 6.2836 | 6.6693 | 7.2901 | 7.7918 | 8.2763 | 8.2604 | 7.8576 | 6.9766 | 6.2534 | 5.8612 | 40
|  | P* | 0.2508 | 0.25946 | 0.27183 | 0.29341 | 0.32972 | 0.3606 | 0.3918 | 0.39076 | 0.36475 | 0.31113 | 0.27016 | 0.249 | 41
|  | y1 | 1 | 1 | 1 | 1 | 1 | 1 | 1 | 1 | 1 | 1 | 1 | 1 | 42
|  | MWV1 | 61.1037 | 61.1037 | 61.1037 | 61.1037 | 61.1037 | 61.1037 | 61.1037 | 61.1037 | 61.1037 | 61.1037 | 61.1037 | 61.1037 | 43
|  | y2 | 0 | 0 | 0 | 0 | 0 | 0 | 0 | 0 | 0 | 0 | 0 | 0 | 44
|  | MWV2 | 0 | 0 | 0 | 0 | 0 | 0 | 0 | 0 | 0 | 0 | 0 | 0 | 45
|  | MWVT | 61.1037 | 61.1037 | 61.1037 | 61.1037 | 61.1037 | 61.1037 | 61.1037 | 61.1037 | 61.1037 | 61.1037 | 61.1037 | 61.1037 | 46
FLT - 3 | Portland | PA | 14.7 | 14.7 | 14.7 | 14.7 | 14.7 | 14.7 | 14.7 | 14.7 | 14.7 | 14.7 | 14.7 | 14.7 | 47 | 3 | Tank # | 1 |  |  | TLA | 30 | RVP1 | 27
|  | Comp 1 Name | Jet kerosene | Jet kerosene | Jet kerosene | Jet kerosene | Jet kerosene | Jet kerosene | Jet kerosene | Jet kerosene | Jet kerosene | Jet kerosene | Jet kerosene | Jet kerosene | 48 |  | Loc | 3 | Comp 1 Name | 29 |  |  | S1 | 28
|  | Comp 1 Type | Select Pet Stock | Select Pet Stock | Select Pet Stock | Select Pet Stock | Select Pet Stock | Select Pet Stock | Select Pet Stock | Select Pet Stock | Select Pet Stock | Select Pet Stock | Select Pet Stock | Select Pet Stock | 49 |  |  |  | Comp 1 Type | 31 |  |  | RVP2 | 32
|  | Comp 2 Name | [12 empty] | 50 |  |  |  | Comp 2 Name | 30 |  |  | S2 | 33
|  | Comp 2 Type | #N/A | #N/A | #N/A | #N/A | #N/A | #N/A | #N/A | #N/A | #N/A | #N/A | #N/A | #N/A | 51 |  |  |  | Comp 2 Type | 32
|  | x1 | 1 | 1 | 1 | 1 | 1 | 1 | 1 | 1 | 1 | 1 | 1 | 1 | 52 |  |  |  | x1 | 38
|  | x2 | 0 | 0 | 0 | 0 | 0 | 0 | 0 | 0 | 0 | 0 | 0 | 0 | 53 |  |  |  | x2 | 39
|  | TLA | 46.1456 | 48.8183 | 52.1196 | 57.1936 | 63.6998 | 68.1175 | 72.1735 | 71.1409 | 66.8092 | 57.6469 | 49.7838 | 45.6729 | 54
|  | RVP1 | N/A | N/A | N/A | N/A | N/A | N/A | N/A | N/A | N/A | N/A | N/A | N/A | 55
|  | S1 | 0 | 0 | 0 | 0 | 0 | 0 | 0 | 0 | 0 | 0 | 0 | 0 | 56
|  | RVP2 | #N/A | #N/A | #N/A | #N/A | #N/A | #N/A | #N/A | #N/A | #N/A | #N/A | #N/A | #N/A | 57
|  | S2 | N/A | N/A | N/A | N/A | N/A | N/A | N/A | N/A | N/A | N/A | N/A | N/A | 58
|  | PVA1 | 0.005128 | 0.005627 | 0.0063024 | 0.0074807 | 0.0092742 | 0.010699 | 0.012173 | 0.011782 | 0.010258 | 0.0075949 | 0.0058176 | 0.005044 | 59
|  | x1PVA1 | 0.005128 | 0.005627 | 0.0063024 | 0.0074807 | 0.0092742 | 0.010699 | 0.012173 | 0.011782 | 0.010258 | 0.0075949 | 0.0058176 | 0.005044 | 60
|  | PVA2 | 0 | 0 | 0 | 0 | 0 | 0 | 0 | 0 | 0 | 0 | 0 | 0 | 61
|  | x2PVA2 | 0 | 0 | 0 | 0 | 0 | 0 | 0 | 0 | 0 | 0 | 0 | 0 | 62
|  | PVAT | 0.005128 | 0.005627 | 0.0063024 | 0.0074807 | 0.0092742 | 0.010699 | 0.012173 | 0.011782 | 0.010258 | 0.0075949 | 0.0058176 | 0.005044 | 63
|  | P* | 0.00017445 | 0.00019143 | 0.00021441 | 0.00025451 | 0.00031555 | 0.00036404 | 0.00041423 | 0.00040091 | 0.00034904 | 0.0002584 | 0.00019792 | 0.00017159 | 64
|  | y1 | 1 | 1 | 1 | 1 | 1 | 1 | 1 | 1 | 1 | 1 | 1 | 1 | 65
|  | MWV1 | 130 | 130 | 130 | 130 | 130 | 130 | 130 | 130 | 130 | 130 | 130 | 130 | 66
|  | y2 | 0 | 0 | 0 | 0 | 0 | 0 | 0 | 0 | 0 | 0 | 0 | 0 | 67
|  | MWV2 | 0 | 0 | 0 | 0 | 0 | 0 | 0 | 0 | 0 | 0 | 0 | 0 | 68
|  | MWVT | 130 | 130 | 130 | 130 | 130 | 130 | 130 | 130 | 130 | 130 | 130 | 130 | 69
FLT - 4 | Portland | PA | 14.7 | 14.7 | 14.7 | 14.7 | 14.7 | 14.7 | 14.7 | 14.7 | 14.7 | 14.7 | 14.7 | 14.7 | 70 | 4 | Tank # | 1 |  |  | TLA | 42 | RVP1 | 39
|  | Comp 1 Name | Bakken Crude | Bakken Crude | Bakken Crude | Bakken Crude | Bakken Crude | Bakken Crude | Bakken Crude | Bakken Crude | Bakken Crude | Bakken Crude | Bakken Crude | Bakken Crude | 71 |  | Loc | 3 | Comp 1 Name | 43 |  |  | S1 | 40
|  | Comp 1 Type | Crude Oil | Crude Oil | Crude Oil | Crude Oil | Crude Oil | Crude Oil | Crude Oil | Crude Oil | Crude Oil | Crude Oil | Crude Oil | Crude Oil | 72 |  |  |  | Comp 1 Type | 45 |  |  | RVP2 | 44
|  | Comp 2 Name | [12 empty] | 73 |  |  |  | Comp 2 Name | 44 |  |  | S2 | 45
|  | Comp 2 Type | #N/A | #N/A | #N/A | #N/A | #N/A | #N/A | #N/A | #N/A | #N/A | #N/A | #N/A | #N/A | 74 |  |  |  | Comp 2 Type | 46
|  | x1 | 1 | 1 | 1 | 1 | 1 | 1 | 1 | 1 | 1 | 1 | 1 | 1 | 75 |  |  |  | x1 | 52
|  | x2 | 0 | 0 | 0 | 0 | 0 | 0 | 0 | 0 | 0 | 0 | 0 | 0 | 76 |  |  |  | x2 | 53
|  | TLA | 44.4585 | 45.6769 | 47.528 | 50.6385 | 55.6526 | 59.5991 | 63.231 | 63.3293 | 60.5474 | 53.8353 | 47.7366 | 44.0917 | 77
|  | RVP1 | 10.2 | 10.2 | 10.2 | 10.2 | 10.2 | 10.2 | 10.2 | 10.2 | 10.2 | 10.2 | 10.2 | 10.2 | 78
|  | S1 | 0 | 0 | 0 | 0 | 0 | 0 | 0 | 0 | 0 | 0 | 0 | 0 | 79
|  | RVP2 | #N/A | #N/A | #N/A | #N/A | #N/A | #N/A | #N/A | #N/A | #N/A | #N/A | #N/A | #N/A | 80
|  | S2 | N/A | N/A | N/A | N/A | N/A | N/A | N/A | N/A | N/A | N/A | N/A | N/A | 81
|  | PVA1 | 5.8677 | 5.9936 | 6.1888 | 6.528 | 7.1046 | 7.5853 | 8.0493 | 8.0621 | 7.7044 | 6.8912 | 6.2111 | 5.8302 | 82
|  | x1PVA1 | 5.8677 | 5.9936 | 6.1888 | 6.528 | 7.1046 | 7.5853 | 8.0493 | 8.0621 | 7.7044 | 6.8912 | 6.2111 | 5.8302 | 83
|  | PVA2 | 0 | 0 | 0 | 0 | 0 | 0 | 0 | 0 | 0 | 0 | 0 | 0 | 84
|  | x2PVA2 | 0 | 0 | 0 | 0 | 0 | 0 | 0 | 0 | 0 | 0 | 0 | 0 | 85
|  | PVAT | 5.8677 | 5.9936 | 6.1888 | 6.528 | 7.1046 | 7.5853 | 8.0493 | 8.0621 | 7.7044 | 6.8912 | 6.2111 | 5.8302 | 86
|  | P* | 0.24934 | 0.25607 | 0.26663 | 0.28541 | 0.31865 | 0.34771 | 0.377 | 0.37783 | 0.35511 | 0.30616 | 0.26785 | 0.24736 | 87
|  | y1 | 1 | 1 | 1 | 1 | 1 | 1 | 1 | 1 | 1 | 1 | 1 | 1 | 88
|  | MWV1 | 61.1037 | 61.1037 | 61.1037 | 61.1037 | 61.1037 | 61.1037 | 61.1037 | 61.1037 | 61.1037 | 61.1037 | 61.1037 | 61.1037 | 89
|  | y2 | 0 | 0 | 0 | 0 | 0 | 0 | 0 | 0 | 0 | 0 | 0 | 0 | 90
|  | MWV2 | 0 | 0 | 0 | 0 | 0 | 0 | 0 | 0 | 0 | 0 | 0 | 0 | 91
|  | MWVT | 61.1037 | 61.1037 | 61.1037 | 61.1037 | 61.1037 | 61.1037 | 61.1037 | 61.1037 | 61.1037 | 61.1037 | 61.1037 | 61.1037 | 92
FLT - 5 | Portland | PA | 14.7 | 14.7 | 14.7 | 14.7 | 14.7 | 14.7 | 14.7 | 14.7 | 14.7 | 14.7 | 14.7 | 14.7 | 93 | 5 | Tank # | 1 |  |  | TLA | 54 | RVP1 | 51
|  | Comp 1 Name | Bakken Crude | Bakken Crude | Bakken Crude | Bakken Crude | Bakken Crude | Bakken Crude | Bakken Crude | Bakken Crude | Bakken Crude | Bakken Crude | Bakken Crude | Bakken Crude | 94 |  | Loc | 3 | Comp 1 Name | 57 |  |  | S1 | 52
|  | Comp 1 Type | Crude Oil | Crude Oil | Crude Oil | Crude Oil | Crude Oil | Crude Oil | Crude Oil | Crude Oil | Crude Oil | Crude Oil | Crude Oil | Crude Oil | 95 |  |  |  | Comp 1 Type | 59 |  |  | RVP2 | 56
|  | Comp 2 Name | [12 empty] | 96 |  |  |  | Comp 2 Name | 58 |  |  | S2 | 57
|  | Comp 2 Type | #N/A | #N/A | #N/A | #N/A | #N/A | #N/A | #N/A | #N/A | #N/A | #N/A | #N/A | #N/A | 97 |  |  |  | Comp 2 Type | 60
|  | x1 | 1 | 1 | 1 | 1 | 1 | 1 | 1 | 1 | 1 | 1 | 1 | 1 | 98 |  |  |  | x1 | 66
|  | x2 | 0 | 0 | 0 | 0 | 0 | 0 | 0 | 0 | 0 | 0 | 0 | 0 | 99 |  |  |  | x2 | 67
|  | TLA | 44.4564 | 45.6733 | 47.5227 | 50.631 | 55.6434 | 59.5894 | 63.2208 | 63.3204 | 60.5402 | 53.831 | 47.7343 | 44.0899 | 100
|  | RVP1 | 10.2 | 10.2 | 10.2 | 10.2 | 10.2 | 10.2 | 10.2 | 10.2 | 10.2 | 10.2 | 10.2 | 10.2 | 101
|  | S1 | 0 | 0 | 0 | 0 | 0 | 0 | 0 | 0 | 0 | 0 | 0 | 0 | 102
|  | RVP2 | #N/A | #N/A | #N/A | #N/A | #N/A | #N/A | #N/A | #N/A | #N/A | #N/A | #N/A | #N/A | 103
|  | S2 | N/A | N/A | N/A | N/A | N/A | N/A | N/A | N/A | N/A | N/A | N/A | N/A | 104
|  | PVA1 | 5.8675 | 5.9932 | 6.1883 | 6.5271 | 7.1035 | 7.584 | 8.0479 | 8.061 | 7.7035 | 6.8907 | 6.2109 | 5.83 | 105
|  | x1PVA1 | 5.8675 | 5.9932 | 6.1883 | 6.5271 | 7.1035 | 7.584 | 8.0479 | 8.061 | 7.7035 | 6.8907 | 6.2109 | 5.83 | 106
|  | PVA2 | 0 | 0 | 0 | 0 | 0 | 0 | 0 | 0 | 0 | 0 | 0 | 0 | 107
|  | x2PVA2 | 0 | 0 | 0 | 0 | 0 | 0 | 0 | 0 | 0 | 0 | 0 | 0 | 108
|  | PVAT | 5.8675 | 5.9932 | 6.1883 | 6.5271 | 7.1035 | 7.584 | 8.0479 | 8.061 | 7.7035 | 6.8907 | 6.2109 | 5.83 | 109
|  | P* | 0.24933 | 0.25605 | 0.2666 | 0.28537 | 0.31859 | 0.34764 | 0.37692 | 0.37776 | 0.35506 | 0.30613 | 0.26784 | 0.24735 | 110
|  | y1 | 1 | 1 | 1 | 1 | 1 | 1 | 1 | 1 | 1 | 1 | 1 | 1 | 111
|  | MWV1 | 61.1037 | 61.1037 | 61.1037 | 61.1037 | 61.1037 | 61.1037 | 61.1037 | 61.1037 | 61.1037 | 61.1037 | 61.1037 | 61.1037 | 112
|  | y2 | 0 | 0 | 0 | 0 | 0 | 0 | 0 | 0 | 0 | 0 | 0 | 0 | 113
|  | MWV2 | 0 | 0 | 0 | 0 | 0 | 0 | 0 | 0 | 0 | 0 | 0 | 0 | 114
|  | MWVT | 61.1037 | 61.1037 | 61.1037 | 61.1037 | 61.1037 | 61.1037 | 61.1037 | 61.1037 | 61.1037 | 61.1037 | 61.1037 | 61.1037 | 115
FLT - 6 | Portland | PA | 14.7 | 14.7 | 14.7 | 14.7 | 14.7 | 14.7 | 14.7 | 14.7 | 14.7 | 14.7 | 14.7 | 14.7 | 116 | 6 | Tank # | 1 |  |  | TLA | 66 | RVP1 | 63
|  | Comp 1 Name | Av-Gas | Av-Gas | Av-Gas | Av-Gas | Av-Gas | Av-Gas | Av-Gas | Av-Gas | Av-Gas | Av-Gas | Av-Gas | Av-Gas | 117 |  | Loc | 3 | Comp 1 Name | 71 |  |  | S1 | 64
|  | Comp 1 Type | Refined Petroleum Stock | Refined Petroleum Stock | Refined Petroleum Stock | Refined Petroleum Stock | Refined Petroleum Stock | Refined Petroleum Stock | Refined Petroleum Stock | Refined Petroleum Stock | Refined Petroleum Stock | Refined Petroleum Stock | Refined Petroleum Stock | Refined Petroleum Stock | 118 |  |  |  | Comp 1 Type | 73 |  |  | RVP2 | 68
|  | Comp 2 Name | [12 empty] | 119 |  |  |  | Comp 2 Name | 72 |  |  | S2 | 69
|  | Comp 2 Type | #N/A | #N/A | #N/A | #N/A | #N/A | #N/A | #N/A | #N/A | #N/A | #N/A | #N/A | #N/A | 120 |  |  |  | Comp 2 Type | 74
|  | x1 | 1 | 1 | 1 | 1 | 1 | 1 | 1 | 1 | 1 | 1 | 1 | 1 | 121 |  |  |  | x1 | 80
|  | x2 | 0 | 0 | 0 | 0 | 0 | 0 | 0 | 0 | 0 | 0 | 0 | 0 | 122 |  |  |  | x2 | 81
|  | TLA | 44.4317 | 45.6301 | 47.4596 | 50.5409 | 55.5327 | 59.4722 | 63.0978 | 63.213 | 60.4541 | 53.7786 | 47.7061 | 44.0682 | 123
|  | RVP1 | 6.3 | 6.3 | 6.3 | 6.3 | 6.3 | 6.3 | 6.3 | 6.3 | 6.3 | 6.3 | 6.3 | 6.3 | 124
|  | S1 | 2 | 2 | 2 | 2 | 2 | 2 | 2 | 2 | 2 | 2 | 2 | 2 | 125
|  | RVP2 | #N/A | #N/A | #N/A | #N/A | #N/A | #N/A | #N/A | #N/A | #N/A | #N/A | #N/A | #N/A | 126
|  | S2 | N/A | N/A | N/A | N/A | N/A | N/A | N/A | N/A | N/A | N/A | N/A | N/A | 127
|  | PVA1 | 2.1118 | 2.1703 | 2.2621 | 2.4241 | 2.7066 | 2.9482 | 3.186 | 3.1938 | 3.0111 | 2.6044 | 2.2747 | 2.0943 | 128
|  | x1PVA1 | 2.1118 | 2.1703 | 2.2621 | 2.4241 | 2.7066 | 2.9482 | 3.186 | 3.1938 | 3.0111 | 2.6044 | 2.2747 | 2.0943 | 129
|  | PVA2 | 0 | 0 | 0 | 0 | 0 | 0 | 0 | 0 | 0 | 0 | 0 | 0 | 130
|  | x2PVA2 | 0 | 0 | 0 | 0 | 0 | 0 | 0 | 0 | 0 | 0 | 0 | 0 | 131
|  | PVAT | 2.1118 | 2.1703 | 2.2621 | 2.4241 | 2.7066 | 2.9482 | 3.186 | 3.1938 | 3.0111 | 2.6044 | 2.2747 | 2.0943 | 132
|  | P* | 0.077389 | 0.079703 | 0.083357 | 0.08986 | 0.1014 | 0.11146 | 0.12154 | 0.12187 | 0.11411 | 0.097194 | 0.083861 | 0.076699 | 133
|  | y1 | 1 | 1 | 1 | 1 | 1 | 1 | 1 | 1 | 1 | 1 | 1 | 1 | 134
|  | MWV1 | 80 | 80 | 80 | 80 | 80 | 80 | 80 | 80 | 80 | 80 | 80 | 80 | 135
|  | y2 | 0 | 0 | 0 | 0 | 0 | 0 | 0 | 0 | 0 | 0 | 0 | 0 | 136
|  | MWV2 | 0 | 0 | 0 | 0 | 0 | 0 | 0 | 0 | 0 | 0 | 0 | 0 | 137
|  | MWVT | 80 | 80 | 80 | 80 | 80 | 80 | 80 | 80 | 80 | 80 | 80 | 80 | 138
FLT - 7 | Portland | PA | 14.7 | 14.7 | 14.7 | 14.7 | 14.7 | 14.7 | 14.7 | 14.7 | 14.7 | 14.7 | 14.7 | 14.7 | 139 | 7 | Tank # | 1 |  |  | TLA | 78 | RVP1 | 75
|  | Comp 1 Name | Jet kerosene | Jet kerosene | Jet kerosene | Jet kerosene | Jet kerosene | Jet kerosene | Jet kerosene | Jet kerosene | Jet kerosene | Jet kerosene | Jet kerosene | Jet kerosene | 140 |  | Loc | 3 | Comp 1 Name | 85 |  |  | S1 | 76
|  | Comp 1 Type | Select Pet Stock | Select Pet Stock | Select Pet Stock | Select Pet Stock | Select Pet Stock | Select Pet Stock | Select Pet Stock | Select Pet Stock | Select Pet Stock | Select Pet Stock | Select Pet Stock | Select Pet Stock | 141 |  |  |  | Comp 1 Type | 87 |  |  | RVP2 | 80
|  | Comp 2 Name | [12 empty] | 142 |  |  |  | Comp 2 Name | 86 |  |  | S2 | 81
|  | Comp 2 Type | #N/A | #N/A | #N/A | #N/A | #N/A | #N/A | #N/A | #N/A | #N/A | #N/A | #N/A | #N/A | 143 |  |  |  | Comp 2 Type | 88
|  | x1 | 1 | 1 | 1 | 1 | 1 | 1 | 1 | 1 | 1 | 1 | 1 | 1 | 144 |  |  |  | x1 | 94
|  | x2 | 0 | 0 | 0 | 0 | 0 | 0 | 0 | 0 | 0 | 0 | 0 | 0 | 145 |  |  |  | x2 | 95
|  | TLA | 45.3704 | 47.2722 | 49.8597 | 53.9673 | 59.7391 | 63.9249 | 67.7722 | 67.2962 | 63.7272 | 55.7709 | 48.7762 | 44.8947 | 146
|  | RVP1 | N/A | N/A | N/A | N/A | N/A | N/A | N/A | N/A | N/A | N/A | N/A | N/A | 147
|  | S1 | 0 | 0 | 0 | 0 | 0 | 0 | 0 | 0 | 0 | 0 | 0 | 0 | 148
|  | RVP2 | #N/A | #N/A | #N/A | #N/A | #N/A | #N/A | #N/A | #N/A | #N/A | #N/A | #N/A | #N/A | 149
|  | S2 | N/A | N/A | N/A | N/A | N/A | N/A | N/A | N/A | N/A | N/A | N/A | N/A | 150
|  | PVA1 | 0.0049909 | 0.0053334 | 0.0058328 | 0.0067109 | 0.0081421 | 0.0093425 | 0.010581 | 0.01042 | 0.0092825 | 0.0071321 | 0.0056188 | 0.0049083 | 151
|  | x1PVA1 | 0.0049909 | 0.0053334 | 0.0058328 | 0.0067109 | 0.0081421 | 0.0093425 | 0.010581 | 0.01042 | 0.0092825 | 0.0071321 | 0.0056188 | 0.0049083 | 152
|  | PVA2 | 0 | 0 | 0 | 0 | 0 | 0 | 0 | 0 | 0 | 0 | 0 | 0 | 153
|  | x2PVA2 | 0 | 0 | 0 | 0 | 0 | 0 | 0 | 0 | 0 | 0 | 0 | 0 | 154
|  | PVAT | 0.0049909 | 0.0053334 | 0.0058328 | 0.0067109 | 0.0081421 | 0.0093425 | 0.010581 | 0.01042 | 0.0092825 | 0.0071321 | 0.0056188 | 0.0049083 | 155
|  | P* | 0.00016979 | 0.00018144 | 0.00019843 | 0.00022831 | 0.00027702 | 0.00031787 | 0.00036003 | 0.00035456 | 0.00031583 | 0.00024265 | 0.00019115 | 0.00016698 | 156
|  | y1 | 1 | 1 | 1 | 1 | 1 | 1 | 1 | 1 | 1 | 1 | 1 | 1 | 157
|  | MWV1 | 130 | 130 | 130 | 130 | 130 | 130 | 130 | 130 | 130 | 130 | 130 | 130 | 158
|  | y2 | 0 | 0 | 0 | 0 | 0 | 0 | 0 | 0 | 0 | 0 | 0 | 0 | 159
|  | MWV2 | 0 | 0 | 0 | 0 | 0 | 0 | 0 | 0 | 0 | 0 | 0 | 0 | 160
|  | MWVT | 130 | 130 | 130 | 130 | 130 | 130 | 130 | 130 | 130 | 130 | 130 | 130 | 161
FLT - 8 | Portland | PA | 14.7 | 14.7 | 14.7 | 14.7 | 14.7 | 14.7 | 14.7 | 14.7 | 14.7 | 14.7 | 14.7 | 14.7 | 162 | 8 | Tank # | 1 |  |  | TLA | 90 | RVP1 | 87
|  | Comp 1 Name | Bakken Crude | Bakken Crude | Bakken Crude | Bakken Crude | Bakken Crude | Bakken Crude | Bakken Crude | Bakken Crude | Bakken Crude | Bakken Crude | Bakken Crude | Bakken Crude | 163 |  | Loc | 3 | Comp 1 Name | 99 |  |  | S1 | 88
|  | Comp 1 Type | Crude Oil | Crude Oil | Crude Oil | Crude Oil | Crude Oil | Crude Oil | Crude Oil | Crude Oil | Crude Oil | Crude Oil | Crude Oil | Crude Oil | 164 |  |  |  | Comp 1 Type | 101 |  |  | RVP2 | 92
|  | Comp 2 Name | [12 empty] | 165 |  |  |  | Comp 2 Name | 100 |  |  | S2 | 93
|  | Comp 2 Type | #N/A | #N/A | #N/A | #N/A | #N/A | #N/A | #N/A | #N/A | #N/A | #N/A | #N/A | #N/A | 166 |  |  |  | Comp 2 Type | 102
|  | x1 | 1 | 1 | 1 | 1 | 1 | 1 | 1 | 1 | 1 | 1 | 1 | 1 | 167 |  |  |  | x1 | 108
|  | x2 | 0 | 0 | 0 | 0 | 0 | 0 | 0 | 0 | 0 | 0 | 0 | 0 | 168 |  |  |  | x2 | 109
|  | TLA | 44.4573 | 45.6749 | 47.525 | 50.6344 | 55.6474 | 59.5937 | 63.2253 | 63.3243 | 60.5434 | 53.8329 | 47.7353 | 44.0907 | 169
|  | RVP1 | 10.2 | 10.2 | 10.2 | 10.2 | 10.2 | 10.2 | 10.2 | 10.2 | 10.2 | 10.2 | 10.2 | 10.2 | 170
|  | S1 | 0 | 0 | 0 | 0 | 0 | 0 | 0 | 0 | 0 | 0 | 0 | 0 | 171
|  | RVP2 | #N/A | #N/A | #N/A | #N/A | #N/A | #N/A | #N/A | #N/A | #N/A | #N/A | #N/A | #N/A | 172
|  | S2 | N/A | N/A | N/A | N/A | N/A | N/A | N/A | N/A | N/A | N/A | N/A | N/A | 173
|  | PVA1 | 5.8675 | 5.9934 | 6.1885 | 6.5275 | 7.1039 | 7.5846 | 8.0485 | 8.0615 | 7.7039 | 6.891 | 6.211 | 5.8301 | 174
|  | x1PVA1 | 5.8675 | 5.9934 | 6.1885 | 6.5275 | 7.1039 | 7.5846 | 8.0485 | 8.0615 | 7.7039 | 6.891 | 6.211 | 5.8301 | 175
|  | PVA2 | 0 | 0 | 0 | 0 | 0 | 0 | 0 | 0 | 0 | 0 | 0 | 0 | 176
|  | x2PVA2 | 0 | 0 | 0 | 0 | 0 | 0 | 0 | 0 | 0 | 0 | 0 | 0 | 177
|  | PVAT | 5.8675 | 5.9934 | 6.1885 | 6.5275 | 7.1039 | 7.5846 | 8.0485 | 8.0615 | 7.7039 | 6.891 | 6.211 | 5.8301 | 178
|  | P* | 0.24934 | 0.25605 | 0.26661 | 0.28539 | 0.31862 | 0.34767 | 0.37695 | 0.37779 | 0.35508 | 0.30614 | 0.26784 | 0.24735 | 179
|  | y1 | 1 | 1 | 1 | 1 | 1 | 1 | 1 | 1 | 1 | 1 | 1 | 1 | 180
|  | MWV1 | 61.1037 | 61.1037 | 61.1037 | 61.1037 | 61.1037 | 61.1037 | 61.1037 | 61.1037 | 61.1037 | 61.1037 | 61.1037 | 61.1037 | 181
|  | y2 | 0 | 0 | 0 | 0 | 0 | 0 | 0 | 0 | 0 | 0 | 0 | 0 | 182
|  | MWV2 | 0 | 0 | 0 | 0 | 0 | 0 | 0 | 0 | 0 | 0 | 0 | 0 | 183
|  | MWVT | 61.1037 | 61.1037 | 61.1037 | 61.1037 | 61.1037 | 61.1037 | 61.1037 | 61.1037 | 61.1037 | 61.1037 | 61.1037 | 61.1037 | 184
FLT - 9 | Portland | PA | 14.7 | 14.7 | 14.7 | 14.7 | 14.7 | 14.7 | 14.7 | 14.7 | 14.7 | 14.7 | 14.7 | 14.7 | 185 | 9 | Tank # | 1 |  |  | TLA | 102 | RVP1 | 99
|  | Comp 1 Name | Jet kerosene | Jet kerosene | Jet kerosene | Jet kerosene | Jet kerosene | Jet kerosene | Jet kerosene | Jet kerosene | Jet kerosene | Jet kerosene | Jet kerosene | Jet kerosene | 186 |  | Loc | 3 | Comp 1 Name | 113 |  |  | S1 | 100
|  | Comp 1 Type | Select Pet Stock | Select Pet Stock | Select Pet Stock | Select Pet Stock | Select Pet Stock | Select Pet Stock | Select Pet Stock | Select Pet Stock | Select Pet Stock | Select Pet Stock | Select Pet Stock | Select Pet Stock | 187 |  |  |  | Comp 1 Type | 115 |  |  | RVP2 | 104
|  | Comp 2 Name | [12 empty] | 188 |  |  |  | Comp 2 Name | 114 |  |  | S2 | 105
|  | Comp 2 Type | #N/A | #N/A | #N/A | #N/A | #N/A | #N/A | #N/A | #N/A | #N/A | #N/A | #N/A | #N/A | 189 |  |  |  | Comp 2 Type | 116
|  | x1 | 1 | 1 | 1 | 1 | 1 | 1 | 1 | 1 | 1 | 1 | 1 | 1 | 190 |  |  |  | x1 | 122
|  | x2 | 0 | 0 | 0 | 0 | 0 | 0 | 0 | 0 | 0 | 0 | 0 | 0 | 191 |  |  |  | x2 | 123
|  | TLA | 44.4044 | 45.5823 | 47.3896 | 50.441 | 55.4101 | 59.3425 | 62.9616 | 63.0939 | 60.3587 | 53.7205 | 47.675 | 44.0441 | 192
|  | RVP1 | N/A | N/A | N/A | N/A | N/A | N/A | N/A | N/A | N/A | N/A | N/A | N/A | 193
|  | S1 | 0 | 0 | 0 | 0 | 0 | 0 | 0 | 0 | 0 | 0 | 0 | 0 | 194
|  | RVP2 | #N/A | #N/A | #N/A | #N/A | #N/A | #N/A | #N/A | #N/A | #N/A | #N/A | #N/A | #N/A | 195
|  | S2 | N/A | N/A | N/A | N/A | N/A | N/A | N/A | N/A | N/A | N/A | N/A | N/A | 196
|  | PVA1 | 0.0048245 | 0.005028 | 0.0053552 | 0.0059505 | 0.007046 | 0.0080358 | 0.0090532 | 0.0090925 | 0.0083107 | 0.006655 | 0.0054085 | 0.0047637 | 197
|  | x1PVA1 | 0.0048245 | 0.005028 | 0.0053552 | 0.0059505 | 0.007046 | 0.0080358 | 0.0090532 | 0.0090925 | 0.0083107 | 0.006655 | 0.0054085 | 0.0047637 | 198
|  | PVA2 | 0 | 0 | 0 | 0 | 0 | 0 | 0 | 0 | 0 | 0 | 0 | 0 | 199
|  | x2PVA2 | 0 | 0 | 0 | 0 | 0 | 0 | 0 | 0 | 0 | 0 | 0 | 0 | 200
|  | PVAT | 0.0048245 | 0.005028 | 0.0053552 | 0.0059505 | 0.007046 | 0.0080358 | 0.0090532 | 0.0090925 | 0.0083107 | 0.006655 | 0.0054085 | 0.0047637 | 201
|  | P* | 0.00016412 | 0.00017105 | 0.00018218 | 0.00020244 | 0.00023972 | 0.0002734 | 0.00030803 | 0.00030936 | 0.00028276 | 0.00022641 | 0.000184 | 0.00016206 | 202
|  | y1 | 1 | 1 | 1 | 1 | 1 | 1 | 1 | 1 | 1 | 1 | 1 | 1 | 203
|  | MWV1 | 130 | 130 | 130 | 130 | 130 | 130 | 130 | 130 | 130 | 130 | 130 | 130 | 204
|  | y2 | 0 | 0 | 0 | 0 | 0 | 0 | 0 | 0 | 0 | 0 | 0 | 0 | 205
|  | MWV2 | 0 | 0 | 0 | 0 | 0 | 0 | 0 | 0 | 0 | 0 | 0 | 0 | 206
|  | MWVT | 130 | 130 | 130 | 130 | 130 | 130 | 130 | 130 | 130 | 130 | 130 | 130 | 207
FLT - 10 | Portland | PA | 14.7 | 14.7 | 14.7 | 14.7 | 14.7 | 14.7 | 14.7 | 14.7 | 14.7 | 14.7 | 14.7 | 14.7 | 208 | 10 | Tank # | 1 |  |  | TLA | 114 | RVP1 | 111
|  | Comp 1 Name | Bakken Crude | Bakken Crude | Bakken Crude | Bakken Crude | Bakken Crude | Bakken Crude | Bakken Crude | Bakken Crude | Bakken Crude | Bakken Crude | Bakken Crude | Bakken Crude | 209 |  | Loc | 3 | Comp 1 Name | 127 |  |  | S1 | 112
|  | Comp 1 Type | Crude Oil | Crude Oil | Crude Oil | Crude Oil | Crude Oil | Crude Oil | Crude Oil | Crude Oil | Crude Oil | Crude Oil | Crude Oil | Crude Oil | 210 |  |  |  | Comp 1 Type | 129 |  |  | RVP2 | 116
|  | Comp 2 Name | [12 empty] | 211 |  |  |  | Comp 2 Name | 128 |  |  | S2 | 117
|  | Comp 2 Type | #N/A | #N/A | #N/A | #N/A | #N/A | #N/A | #N/A | #N/A | #N/A | #N/A | #N/A | #N/A | 212 |  |  |  | Comp 2 Type | 130
|  | x1 | 1 | 1 | 1 | 1 | 1 | 1 | 1 | 1 | 1 | 1 | 1 | 1 | 213 |  |  |  | x1 | 136
|  | x2 | 0 | 0 | 0 | 0 | 0 | 0 | 0 | 0 | 0 | 0 | 0 | 0 | 214 |  |  |  | x2 | 137
|  | TLA | 44.4551 | 45.671 | 47.5193 | 50.6261 | 55.6373 | 59.583 | 63.2141 | 63.3145 | 60.5355 | 53.8281 | 47.7328 | 44.0887 | 215
|  | RVP1 | 10.2 | 10.2 | 10.2 | 10.2 | 10.2 | 10.2 | 10.2 | 10.2 | 10.2 | 10.2 | 10.2 | 10.2 | 216
|  | S1 | 0 | 0 | 0 | 0 | 0 | 0 | 0 | 0 | 0 | 0 | 0 | 0 | 217
|  | RVP2 | #N/A | #N/A | #N/A | #N/A | #N/A | #N/A | #N/A | #N/A | #N/A | #N/A | #N/A | #N/A | 218
|  | S2 | N/A | N/A | N/A | N/A | N/A | N/A | N/A | N/A | N/A | N/A | N/A | N/A | 219
|  | PVA1 | 5.8673 | 5.993 | 6.1879 | 6.5266 | 7.1027 | 7.5832 | 8.0471 | 8.0602 | 7.7029 | 6.8904 | 6.2107 | 5.8299 | 220
|  | x1PVA1 | 5.8673 | 5.993 | 6.1879 | 6.5266 | 7.1027 | 7.5832 | 8.0471 | 8.0602 | 7.7029 | 6.8904 | 6.2107 | 5.8299 | 221
|  | PVA2 | 0 | 0 | 0 | 0 | 0 | 0 | 0 | 0 | 0 | 0 | 0 | 0 | 222
|  | x2PVA2 | 0 | 0 | 0 | 0 | 0 | 0 | 0 | 0 | 0 | 0 | 0 | 0 | 223
|  | PVAT | 5.8673 | 5.993 | 6.1879 | 6.5266 | 7.1027 | 7.5832 | 8.0471 | 8.0602 | 7.7029 | 6.8904 | 6.2107 | 5.8299 | 224
|  | P* | 0.24933 | 0.25603 | 0.26658 | 0.28534 | 0.31855 | 0.34759 | 0.37686 | 0.37771 | 0.35502 | 0.30611 | 0.26783 | 0.24734 | 225
|  | y1 | 1 | 1 | 1 | 1 | 1 | 1 | 1 | 1 | 1 | 1 | 1 | 1 | 226
|  | MWV1 | 61.1037 | 61.1037 | 61.1037 | 61.1037 | 61.1037 | 61.1037 | 61.1037 | 61.1037 | 61.1037 | 61.1037 | 61.1037 | 61.1037 | 227
|  | y2 | 0 | 0 | 0 | 0 | 0 | 0 | 0 | 0 | 0 | 0 | 0 | 0 | 228
|  | MWV2 | 0 | 0 | 0 | 0 | 0 | 0 | 0 | 0 | 0 | 0 | 0 | 0 | 229
|  | MWVT | 61.1037 | 61.1037 | 61.1037 | 61.1037 | 61.1037 | 61.1037 | 61.1037 | 61.1037 | 61.1037 | 61.1037 | 61.1037 | 61.1037 | 230

## Float Multicomp
Fixed Roof Multicomp
[16 empty] | Flt Cons Row | Flt Cons Col |  | Flt_Product Row | FX_Input Column |  | y1 | y2 | x1 | x2 | Slope | Intercept
Spread Sheet Tank # | Location | Variable/Calculation | January | February | March | April | May | June | July | August | September | October | November | December | [5 empty] | Tank # | Location | Jan | Feb
|  | Month # | 1 | 2 | 3 | 4 | 5 | 6 | 7 | 8 | 9 | 10 | 11 | 12
FLT - 1 | Portland | Comp1 | Bakken Crude | Bakken Crude | Bakken Crude | Bakken Crude | Bakken Crude | Bakken Crude | Bakken Crude | Bakken Crude | Bakken Crude | Bakken Crude | Bakken Crude | Bakken Crude | 1 | 1 | Tank # | 1 | 1 | 1 | 3 | 1 | 2 | 1 | 2 | 1 | 0
|  | Comp2 | [12 empty] | 2 |  | Loc | 3 | 6 |  |  | 1 | 2 | 1 | 2 | 1 | 0
|  | Type1 | Crude Oil | Crude Oil | Crude Oil | Crude Oil | Crude Oil | Crude Oil | Crude Oil | Crude Oil | Crude Oil | Crude Oil | Crude Oil | Crude Oil | 3 |  |  |  | 2 |  |  | 1 | 2 | 1 | 2 | 1 | 0
|  | Type2 | #N/A | #N/A | #N/A | #N/A | #N/A | #N/A | #N/A | #N/A | #N/A | #N/A | #N/A | #N/A | 4 |  |  |  | 7 |  |  | 1 | 2 | 1 | 2 | 1 | 0
|  | Mass1 | 1 | 1 | 1 | 1 | 1 | 1 | 1 | 1 | 1 | 1 | 1 | 1 | 5 |  |  |  | 5 |  |  | 1 | 2 | 1 | 2 | 1 | 0
|  | Mass2 | 0 | 0 | 0 | 0 | 0 | 0 | 0 | 0 | 0 | 0 | 0 | 0 | 6 |  |  |  | 10 |  |  | 1 | 2 | 1 | 2 | 1 | 0
|  | MW1 | 127.9887 | 127.9887 | 127.9887 | 127.9887 | 127.9887 | 127.9887 | 127.9887 | 127.9887 | 127.9887 | 127.9887 | 127.9887 | 127.9887 | 7
|  | MW2 | 0 | 0 | 0 | 0 | 0 | 0 | 0 | 0 | 0 | 0 | 0 | 0 | 8
|  | MolT | 127.9887 | 127.9887 | 127.9887 | 127.9887 | 127.9887 | 127.9887 | 127.9887 | 127.9887 | 127.9887 | 127.9887 | 127.9887 | 127.9887 | 9
|  | x1 | 1 | 1 | 1 | 1 | 1 | 1 | 1 | 1 | 1 | 1 | 1 | 1 | 10
|  | x2 | 0 | 0 | 0 | 0 | 0 | 0 | 0 | 0 | 0 | 0 | 0 | 0 | 11
|  | ρ1 | 6.739 | 6.739 | 6.739 | 6.739 | 6.739 | 6.739 | 6.739 | 6.739 | 6.739 | 6.739 | 6.739 | 6.739 | 12
|  | ρ2 | 0 | 0 | 0 | 0 | 0 | 0 | 0 | 0 | 0 | 0 | 0 | 0 | 13
|  | ρTotal | 6.739 | 6.739 | 6.739 | 6.739 | 6.739 | 6.739 | 6.739 | 6.739 | 6.739 | 6.739 | 6.739 | 6.739 | 14
FLT - 2 | Portland | Comp1 | Bakken Crude | Bakken Crude | Bakken Crude | Bakken Crude | Bakken Crude | Bakken Crude | Bakken Crude | Bakken Crude | Bakken Crude | Bakken Crude | Bakken Crude | Bakken Crude | 15 | 2 | Tank # | 1 | 13 | 1 | 3 | 1 | 2 | 1 | 2 | 1 | 0
|  | Comp2 | [12 empty] | 16 |  | Loc | 3 | 18 |  |  | 1 | 2 | 1 | 2 | 1 | 0
|  | Type1 | Crude Oil | Crude Oil | Crude Oil | Crude Oil | Crude Oil | Crude Oil | Crude Oil | Crude Oil | Crude Oil | Crude Oil | Crude Oil | Crude Oil | 17 |  |  |  | 14 |  |  | 1 | 2 | 1 | 2 | 1 | 0
|  | Type2 | #N/A | #N/A | #N/A | #N/A | #N/A | #N/A | #N/A | #N/A | #N/A | #N/A | #N/A | #N/A | 18 |  |  |  | 19 |  |  | 1 | 2 | 1 | 2 | 1 | 0
|  | Mass1 | 1 | 1 | 1 | 1 | 1 | 1 | 1 | 1 | 1 | 1 | 1 | 1 | 19 |  |  |  | 17 |  |  | 1 | 2 | 1 | 2 | 1 | 0
|  | Mass2 | 0 | 0 | 0 | 0 | 0 | 0 | 0 | 0 | 0 | 0 | 0 | 0 | 20 |  |  |  | 22 |  |  | 1 | 2 | 1 | 2 | 1 | 0
|  | MW1 | 127.9887 | 127.9887 | 127.9887 | 127.9887 | 127.9887 | 127.9887 | 127.9887 | 127.9887 | 127.9887 | 127.9887 | 127.9887 | 127.9887 | 21
|  | MW2 | 0 | 0 | 0 | 0 | 0 | 0 | 0 | 0 | 0 | 0 | 0 | 0 | 22
|  | MolT | 127.9887 | 127.9887 | 127.9887 | 127.9887 | 127.9887 | 127.9887 | 127.9887 | 127.9887 | 127.9887 | 127.9887 | 127.9887 | 127.9887 | 23
|  | x1 | 1 | 1 | 1 | 1 | 1 | 1 | 1 | 1 | 1 | 1 | 1 | 1 | 24
|  | x2 | 0 | 0 | 0 | 0 | 0 | 0 | 0 | 0 | 0 | 0 | 0 | 0 | 25
|  | ρ1 | 6.739 | 6.739 | 6.739 | 6.739 | 6.739 | 6.739 | 6.739 | 6.739 | 6.739 | 6.739 | 6.739 | 6.739 | 26
|  | ρ2 | 0 | 0 | 0 | 0 | 0 | 0 | 0 | 0 | 0 | 0 | 0 | 0 | 27
|  | ρTotal | 6.739 | 6.739 | 6.739 | 6.739 | 6.739 | 6.739 | 6.739 | 6.739 | 6.739 | 6.739 | 6.739 | 6.739 | 28
FLT - 3 | Portland | Comp1 | Jet kerosene | Jet kerosene | Jet kerosene | Jet kerosene | Jet kerosene | Jet kerosene | Jet kerosene | Jet kerosene | Jet kerosene | Jet kerosene | Jet kerosene | Jet kerosene | 1 | 3 | Tank # | 1 | 25 | 1 | 3 | 1 | 2 | 1 | 2 | 1 | 0
|  | Comp2 | [12 empty] | 2 |  | Loc | 3 | 30 |  |  | 1 | 2 | 1 | 2 | 1 | 0
|  | Type1 | Select Pet Stock | Select Pet Stock | Select Pet Stock | Select Pet Stock | Select Pet Stock | Select Pet Stock | Select Pet Stock | Select Pet Stock | Select Pet Stock | Select Pet Stock | Select Pet Stock | Select Pet Stock | 3 |  |  |  | 26 |  |  | 1 | 2 | 1 | 2 | 1 | 0
|  | Type2 | #N/A | #N/A | #N/A | #N/A | #N/A | #N/A | #N/A | #N/A | #N/A | #N/A | #N/A | #N/A | 4 |  |  |  | 31 |  |  | 1 | 2 | 1 | 2 | 1 | 0
|  | Mass1 | 1 | 1 | 1 | 1 | 1 | 1 | 1 | 1 | 1 | 1 | 1 | 1 | 5 |  |  |  | 29 |  |  | 1 | 2 | 1 | 2 | 1 | 0
|  | Mass2 | 0 | 0 | 0 | 0 | 0 | 0 | 0 | 0 | 0 | 0 | 0 | 0 | 6 |  |  |  | 34 |  |  | 1 | 2 | 1 | 2 | 1 | 0
|  | MW1 | 162 | 162 | 162 | 162 | 162 | 162 | 162 | 162 | 162 | 162 | 162 | 162 | 7
|  | MW2 | 0 | 0 | 0 | 0 | 0 | 0 | 0 | 0 | 0 | 0 | 0 | 0 | 8
|  | MolT | 162 | 162 | 162 | 162 | 162 | 162 | 162 | 162 | 162 | 162 | 162 | 162 | 9
|  | x1 | 1 | 1 | 1 | 1 | 1 | 1 | 1 | 1 | 1 | 1 | 1 | 1 | 10
|  | x2 | 0 | 0 | 0 | 0 | 0 | 0 | 0 | 0 | 0 | 0 | 0 | 0 | 11
|  | ρ1 | 7 | 7 | 7 | 7 | 7 | 7 | 7 | 7 | 7 | 7 | 7 | 7 | 12
|  | ρ2 | 0 | 0 | 0 | 0 | 0 | 0 | 0 | 0 | 0 | 0 | 0 | 0 | 13
|  | ρTotal | 7 | 7 | 7 | 7 | 7 | 7 | 7 | 7 | 7 | 7 | 7 | 7 | 14
FLT - 4 | Portland | Comp1 | Bakken Crude | Bakken Crude | Bakken Crude | Bakken Crude | Bakken Crude | Bakken Crude | Bakken Crude | Bakken Crude | Bakken Crude | Bakken Crude | Bakken Crude | Bakken Crude | 1 | 4 | Tank # | 1 | 37 | 1 | 3 | 1 | 2 | 1 | 2 | 1 | 0
|  | Comp2 | [12 empty] | 2 |  | Loc | 3 | 42 |  |  | 1 | 2 | 1 | 2 | 1 | 0
|  | Type1 | Crude Oil | Crude Oil | Crude Oil | Crude Oil | Crude Oil | Crude Oil | Crude Oil | Crude Oil | Crude Oil | Crude Oil | Crude Oil | Crude Oil | 3 |  |  |  | 38 |  |  | 1 | 2 | 1 | 2 | 1 | 0
|  | Type2 | #N/A | #N/A | #N/A | #N/A | #N/A | #N/A | #N/A | #N/A | #N/A | #N/A | #N/A | #N/A | 4 |  |  |  | 43 |  |  | 1 | 2 | 1 | 2 | 1 | 0
|  | Mass1 | 1 | 1 | 1 | 1 | 1 | 1 | 1 | 1 | 1 | 1 | 1 | 1 | 5 |  |  |  | 41 |  |  | 1 | 2 | 1 | 2 | 1 | 0
|  | Mass2 | 0 | 0 | 0 | 0 | 0 | 0 | 0 | 0 | 0 | 0 | 0 | 0 | 6 |  |  |  | 46 |  |  | 1 | 2 | 1 | 2 | 1 | 0
|  | MW1 | 127.9887 | 127.9887 | 127.9887 | 127.9887 | 127.9887 | 127.9887 | 127.9887 | 127.9887 | 127.9887 | 127.9887 | 127.9887 | 127.9887 | 7
|  | MW2 | 0 | 0 | 0 | 0 | 0 | 0 | 0 | 0 | 0 | 0 | 0 | 0 | 8
|  | MolT | 127.9887 | 127.9887 | 127.9887 | 127.9887 | 127.9887 | 127.9887 | 127.9887 | 127.9887 | 127.9887 | 127.9887 | 127.9887 | 127.9887 | 9
|  | x1 | 1 | 1 | 1 | 1 | 1 | 1 | 1 | 1 | 1 | 1 | 1 | 1 | 10
|  | x2 | 0 | 0 | 0 | 0 | 0 | 0 | 0 | 0 | 0 | 0 | 0 | 0 | 11
|  | ρ1 | 6.739 | 6.739 | 6.739 | 6.739 | 6.739 | 6.739 | 6.739 | 6.739 | 6.739 | 6.739 | 6.739 | 6.739 | 12
|  | ρ2 | 0 | 0 | 0 | 0 | 0 | 0 | 0 | 0 | 0 | 0 | 0 | 0 | 13
|  | ρTotal | 6.739 | 6.739 | 6.739 | 6.739 | 6.739 | 6.739 | 6.739 | 6.739 | 6.739 | 6.739 | 6.739 | 6.739 | 14
FLT - 5 | Portland | Comp1 | Bakken Crude | Bakken Crude | Bakken Crude | Bakken Crude | Bakken Crude | Bakken Crude | Bakken Crude | Bakken Crude | Bakken Crude | Bakken Crude | Bakken Crude | Bakken Crude | 1 | 5 | Tank # | 1 | 49 | 1 | 3 | 1 | 2 | 1 | 2 | 1 | 0
|  | Comp2 | [12 empty] | 2 |  | Loc | 3 | 54 |  |  | 1 | 2 | 1 | 2 | 1 | 0
|  | Type1 | Crude Oil | Crude Oil | Crude Oil | Crude Oil | Crude Oil | Crude Oil | Crude Oil | Crude Oil | Crude Oil | Crude Oil | Crude Oil | Crude Oil | 3 |  |  |  | 50 |  |  | 1 | 2 | 1 | 2 | 1 | 0
|  | Type2 | #N/A | #N/A | #N/A | #N/A | #N/A | #N/A | #N/A | #N/A | #N/A | #N/A | #N/A | #N/A | 4 |  |  |  | 55 |  |  | 1 | 2 | 1 | 2 | 1 | 0
|  | Mass1 | 1 | 1 | 1 | 1 | 1 | 1 | 1 | 1 | 1 | 1 | 1 | 1 | 5 |  |  |  | 53 |  |  | 1 | 2 | 1 | 2 | 1 | 0
|  | Mass2 | 0 | 0 | 0 | 0 | 0 | 0 | 0 | 0 | 0 | 0 | 0 | 0 | 6 |  |  |  | 58 |  |  | 1 | 2 | 1 | 2 | 1 | 0
|  | MW1 | 127.9887 | 127.9887 | 127.9887 | 127.9887 | 127.9887 | 127.9887 | 127.9887 | 127.9887 | 127.9887 | 127.9887 | 127.9887 | 127.9887 | 7
|  | MW2 | 0 | 0 | 0 | 0 | 0 | 0 | 0 | 0 | 0 | 0 | 0 | 0 | 8
|  | MolT | 127.9887 | 127.9887 | 127.9887 | 127.9887 | 127.9887 | 127.9887 | 127.9887 | 127.9887 | 127.9887 | 127.9887 | 127.9887 | 127.9887 | 9
|  | x1 | 1 | 1 | 1 | 1 | 1 | 1 | 1 | 1 | 1 | 1 | 1 | 1 | 10
|  | x2 | 0 | 0 | 0 | 0 | 0 | 0 | 0 | 0 | 0 | 0 | 0 | 0 | 11
|  | ρ1 | 6.739 | 6.739 | 6.739 | 6.739 | 6.739 | 6.739 | 6.739 | 6.739 | 6.739 | 6.739 | 6.739 | 6.739 | 12
|  | ρ2 | 0 | 0 | 0 | 0 | 0 | 0 | 0 | 0 | 0 | 0 | 0 | 0 | 13
|  | ρTotal | 6.739 | 6.739 | 6.739 | 6.739 | 6.739 | 6.739 | 6.739 | 6.739 | 6.739 | 6.739 | 6.739 | 6.739 | 14
FLT - 6 | Portland | Comp1 | Av-Gas | Av-Gas | Av-Gas | Av-Gas | Av-Gas | Av-Gas | Av-Gas | Av-Gas | Av-Gas | Av-Gas | Av-Gas | Av-Gas | 1 | 6 | Tank # | 1 | 61 | 1 | 3 | 1 | 2 | 1 | 2 | 1 | 0
|  | Comp2 | [12 empty] | 2 |  | Loc | 3 | 66 |  |  | 1 | 2 | 1 | 2 | 1 | 0
|  | Type1 | Refined Petroleum Stock | Refined Petroleum Stock | Refined Petroleum Stock | Refined Petroleum Stock | Refined Petroleum Stock | Refined Petroleum Stock | Refined Petroleum Stock | Refined Petroleum Stock | Refined Petroleum Stock | Refined Petroleum Stock | Refined Petroleum Stock | Refined Petroleum Stock | 3 |  |  |  | 62 |  |  | 1 | 2 | 1 | 2 | 1 | 0
|  | Type2 | #N/A | #N/A | #N/A | #N/A | #N/A | #N/A | #N/A | #N/A | #N/A | #N/A | #N/A | #N/A | 4 |  |  |  | 67 |  |  | 1 | 2 | 1 | 2 | 1 | 0
|  | Mass1 | 1 | 1 | 1 | 1 | 1 | 1 | 1 | 1 | 1 | 1 | 1 | 1 | 5 |  |  |  | 65 |  |  | 1 | 2 | 1 | 2 | 1 | 0
|  | Mass2 | 0 | 0 | 0 | 0 | 0 | 0 | 0 | 0 | 0 | 0 | 0 | 0 | 6 |  |  |  | 70 |  |  | 1 | 2 | 1 | 2 | 1 | 0
|  | MW1 | 80 | 80 | 80 | 80 | 80 | 80 | 80 | 80 | 80 | 80 | 80 | 80 | 7
|  | MW2 | 0 | 0 | 0 | 0 | 0 | 0 | 0 | 0 | 0 | 0 | 0 | 0 | 8
|  | MolT | 80 | 80 | 80 | 80 | 80 | 80 | 80 | 80 | 80 | 80 | 80 | 80 | 9
|  | x1 | 1 | 1 | 1 | 1 | 1 | 1 | 1 | 1 | 1 | 1 | 1 | 1 | 10
|  | x2 | 0 | 0 | 0 | 0 | 0 | 0 | 0 | 0 | 0 | 0 | 0 | 0 | 11
|  | ρ1 | 5.831 | 5.831 | 5.831 | 5.831 | 5.831 | 5.831 | 5.831 | 5.831 | 5.831 | 5.831 | 5.831 | 5.831 | 12
|  | ρ2 | 0 | 0 | 0 | 0 | 0 | 0 | 0 | 0 | 0 | 0 | 0 | 0 | 13
|  | ρTotal | 5.831 | 5.831 | 5.831 | 5.831 | 5.831 | 5.831 | 5.831 | 5.831 | 5.831 | 5.831 | 5.831 | 5.831 | 14
FLT - 7 | Portland | Comp1 | Jet kerosene | Jet kerosene | Jet kerosene | Jet kerosene | Jet kerosene | Jet kerosene | Jet kerosene | Jet kerosene | Jet kerosene | Jet kerosene | Jet kerosene | Jet kerosene | 1 | 7 | Tank # | 1 | 73 | 1 | 3 | 1 | 2 | 1 | 2 | 1 | 0
|  | Comp2 | [12 empty] | 2 |  | Loc | 3 | 78 |  |  | 1 | 2 | 1 | 2 | 1 | 0
|  | Type1 | Select Pet Stock | Select Pet Stock | Select Pet Stock | Select Pet Stock | Select Pet Stock | Select Pet Stock | Select Pet Stock | Select Pet Stock | Select Pet Stock | Select Pet Stock | Select Pet Stock | Select Pet Stock | 3 |  |  |  | 74 |  |  | 1 | 2 | 1 | 2 | 1 | 0
|  | Type2 | #N/A | #N/A | #N/A | #N/A | #N/A | #N/A | #N/A | #N/A | #N/A | #N/A | #N/A | #N/A | 4 |  |  |  | 79 |  |  | 1 | 2 | 1 | 2 | 1 | 0
|  | Mass1 | 1 | 1 | 1 | 1 | 1 | 1 | 1 | 1 | 1 | 1 | 1 | 1 | 5 |  |  |  | 77 |  |  | 1 | 2 | 1 | 2 | 1 | 0
|  | Mass2 | 0 | 0 | 0 | 0 | 0 | 0 | 0 | 0 | 0 | 0 | 0 | 0 | 6 |  |  |  | 82 |  |  | 1 | 2 | 1 | 2 | 1 | 0
|  | MW1 | 162 | 162 | 162 | 162 | 162 | 162 | 162 | 162 | 162 | 162 | 162 | 162 | 7
|  | MW2 | 0 | 0 | 0 | 0 | 0 | 0 | 0 | 0 | 0 | 0 | 0 | 0 | 8
|  | MolT | 162 | 162 | 162 | 162 | 162 | 162 | 162 | 162 | 162 | 162 | 162 | 162 | 9
|  | x1 | 1 | 1 | 1 | 1 | 1 | 1 | 1 | 1 | 1 | 1 | 1 | 1 | 10
|  | x2 | 0 | 0 | 0 | 0 | 0 | 0 | 0 | 0 | 0 | 0 | 0 | 0 | 11
|  | ρ1 | 7 | 7 | 7 | 7 | 7 | 7 | 7 | 7 | 7 | 7 | 7 | 7 | 12
|  | ρ2 | 0 | 0 | 0 | 0 | 0 | 0 | 0 | 0 | 0 | 0 | 0 | 0 | 13
|  | ρTotal | 7 | 7 | 7 | 7 | 7 | 7 | 7 | 7 | 7 | 7 | 7 | 7 | 14
FLT - 8 | Portland | Comp1 | Bakken Crude | Bakken Crude | Bakken Crude | Bakken Crude | Bakken Crude | Bakken Crude | Bakken Crude | Bakken Crude | Bakken Crude | Bakken Crude | Bakken Crude | Bakken Crude | 1 | 8 | Tank # | 1 | 85 | 1 | 3 | 1 | 2 | 1 | 2 | 1 | 0
|  | Comp2 | [12 empty] | 2 |  | Loc | 3 | 90 |  |  | 1 | 2 | 1 | 2 | 1 | 0
|  | Type1 | Crude Oil | Crude Oil | Crude Oil | Crude Oil | Crude Oil | Crude Oil | Crude Oil | Crude Oil | Crude Oil | Crude Oil | Crude Oil | Crude Oil | 3 |  |  |  | 86 |  |  | 1 | 2 | 1 | 2 | 1 | 0
|  | Type2 | #N/A | #N/A | #N/A | #N/A | #N/A | #N/A | #N/A | #N/A | #N/A | #N/A | #N/A | #N/A | 4 |  |  |  | 91 |  |  | 1 | 2 | 1 | 2 | 1 | 0
|  | Mass1 | 1 | 1 | 1 | 1 | 1 | 1 | 1 | 1 | 1 | 1 | 1 | 1 | 5 |  |  |  | 89 |  |  | 1 | 2 | 1 | 2 | 1 | 0
|  | Mass2 | 0 | 0 | 0 | 0 | 0 | 0 | 0 | 0 | 0 | 0 | 0 | 0 | 6 |  |  |  | 94 |  |  | 1 | 2 | 1 | 2 | 1 | 0
|  | MW1 | 127.9887 | 127.9887 | 127.9887 | 127.9887 | 127.9887 | 127.9887 | 127.9887 | 127.9887 | 127.9887 | 127.9887 | 127.9887 | 127.9887 | 7
|  | MW2 | 0 | 0 | 0 | 0 | 0 | 0 | 0 | 0 | 0 | 0 | 0 | 0 | 8
|  | MolT | 127.9887 | 127.9887 | 127.9887 | 127.9887 | 127.9887 | 127.9887 | 127.9887 | 127.9887 | 127.9887 | 127.9887 | 127.9887 | 127.9887 | 9
|  | x1 | 1 | 1 | 1 | 1 | 1 | 1 | 1 | 1 | 1 | 1 | 1 | 1 | 10
|  | x2 | 0 | 0 | 0 | 0 | 0 | 0 | 0 | 0 | 0 | 0 | 0 | 0 | 11
|  | ρ1 | 6.739 | 6.739 | 6.739 | 6.739 | 6.739 | 6.739 | 6.739 | 6.739 | 6.739 | 6.739 | 6.739 | 6.739 | 12
|  | ρ2 | 0 | 0 | 0 | 0 | 0 | 0 | 0 | 0 | 0 | 0 | 0 | 0 | 13
|  | ρTotal | 6.739 | 6.739 | 6.739 | 6.739 | 6.739 | 6.739 | 6.739 | 6.739 | 6.739 | 6.739 | 6.739 | 6.739 | 14
FLT - 9 | Portland | Comp1 | Jet kerosene | Jet kerosene | Jet kerosene | Jet kerosene | Jet kerosene | Jet kerosene | Jet kerosene | Jet kerosene | Jet kerosene | Jet kerosene | Jet kerosene | Jet kerosene | 1 | 9 | Tank # | 1 | 97 | 1 | 3 | 1 | 2 | 1 | 2 | 1 | 0
|  | Comp2 | [12 empty] | 2 |  | Loc | 3 | 102 |  |  | 1 | 2 | 1 | 2 | 1 | 0
|  | Type1 | Select Pet Stock | Select Pet Stock | Select Pet Stock | Select Pet Stock | Select Pet Stock | Select Pet Stock | Select Pet Stock | Select Pet Stock | Select Pet Stock | Select Pet Stock | Select Pet Stock | Select Pet Stock | 3 |  |  |  | 98 |  |  | 1 | 2 | 1 | 2 | 1 | 0
|  | Type2 | #N/A | #N/A | #N/A | #N/A | #N/A | #N/A | #N/A | #N/A | #N/A | #N/A | #N/A | #N/A | 4 |  |  |  | 103 |  |  | 1 | 2 | 1 | 2 | 1 | 0
|  | Mass1 | 1 | 1 | 1 | 1 | 1 | 1 | 1 | 1 | 1 | 1 | 1 | 1 | 5 |  |  |  | 101 |  |  | 1 | 2 | 1 | 2 | 1 | 0
|  | Mass2 | 0 | 0 | 0 | 0 | 0 | 0 | 0 | 0 | 0 | 0 | 0 | 0 | 6 |  |  |  | 106 |  |  | 1 | 2 | 1 | 2 | 1 | 0
|  | MW1 | 162 | 162 | 162 | 162 | 162 | 162 | 162 | 162 | 162 | 162 | 162 | 162 | 7
|  | MW2 | 0 | 0 | 0 | 0 | 0 | 0 | 0 | 0 | 0 | 0 | 0 | 0 | 8
|  | MolT | 162 | 162 | 162 | 162 | 162 | 162 | 162 | 162 | 162 | 162 | 162 | 162 | 9
|  | x1 | 1 | 1 | 1 | 1 | 1 | 1 | 1 | 1 | 1 | 1 | 1 | 1 | 10
|  | x2 | 0 | 0 | 0 | 0 | 0 | 0 | 0 | 0 | 0 | 0 | 0 | 0 | 11
|  | ρ1 | 7 | 7 | 7 | 7 | 7 | 7 | 7 | 7 | 7 | 7 | 7 | 7 | 12
|  | ρ2 | 0 | 0 | 0 | 0 | 0 | 0 | 0 | 0 | 0 | 0 | 0 | 0 | 13
|  | ρTotal | 7 | 7 | 7 | 7 | 7 | 7 | 7 | 7 | 7 | 7 | 7 | 7 | 14
FLT - 10 | Portland | Comp1 | Bakken Crude | Bakken Crude | Bakken Crude | Bakken Crude | Bakken Crude | Bakken Crude | Bakken Crude | Bakken Crude | Bakken Crude | Bakken Crude | Bakken Crude | Bakken Crude | 1 | 10 | Tank # | 1 | 109 | 1 | 3 | 1 | 2 | 1 | 2 | 1 | 0
|  | Comp2 | [12 empty] | 2 |  | Loc | 3 | 114 |  |  | 1 | 2 | 1 | 2 | 1 | 0
|  | Type1 | Crude Oil | Crude Oil | Crude Oil | Crude Oil | Crude Oil | Crude Oil | Crude Oil | Crude Oil | Crude Oil | Crude Oil | Crude Oil | Crude Oil | 3 |  |  |  | 110 |  |  | 1 | 2 | 1 | 2 | 1 | 0
|  | Type2 | #N/A | #N/A | #N/A | #N/A | #N/A | #N/A | #N/A | #N/A | #N/A | #N/A | #N/A | #N/A | 4 |  |  |  | 115 |  |  | 1 | 2 | 1 | 2 | 1 | 0
|  | Mass1 | 1 | 1 | 1 | 1 | 1 | 1 | 1 | 1 | 1 | 1 | 1 | 1 | 5 |  |  |  | 113 |  |  | 1 | 2 | 1 | 2 | 1 | 0
|  | Mass2 | 0 | 0 | 0 | 0 | 0 | 0 | 0 | 0 | 0 | 0 | 0 | 0 | 6 |  |  |  | 118 |  |  | 1 | 2 | 1 | 2 | 1 | 0
|  | MW1 | 127.9887 | 127.9887 | 127.9887 | 127.9887 | 127.9887 | 127.9887 | 127.9887 | 127.9887 | 127.9887 | 127.9887 | 127.9887 | 127.9887 | 7
|  | MW2 | 0 | 0 | 0 | 0 | 0 | 0 | 0 | 0 | 0 | 0 | 0 | 0 | 8
|  | MolT | 127.9887 | 127.9887 | 127.9887 | 127.9887 | 127.9887 | 127.9887 | 127.9887 | 127.9887 | 127.9887 | 127.9887 | 127.9887 | 127.9887 | 9
|  | x1 | 1 | 1 | 1 | 1 | 1 | 1 | 1 | 1 | 1 | 1 | 1 | 1 | 10
|  | x2 | 0 | 0 | 0 | 0 | 0 | 0 | 0 | 0 | 0 | 0 | 0 | 0 | 11
|  | ρ1 | 6.739 | 6.739 | 6.739 | 6.739 | 6.739 | 6.739 | 6.739 | 6.739 | 6.739 | 6.739 | 6.739 | 6.739 | 12
|  | ρ2 | 0 | 0 | 0 | 0 | 0 | 0 | 0 | 0 | 0 | 0 | 0 | 0 | 13
|  | ρTotal | 6.739 | 6.739 | 6.739 | 6.739 | 6.739 | 6.739 | 6.739 | 6.739 | 6.739 | 6.739 | 6.739 | 6.739 | 14

## Float Temps
Fixed Roof Temps
|  |  | Month # | 1 | 2 | 3 | 4 | 5 | 6 | 7 | 8 | 9 | 10 | 11 | 12 | 13 | [8 empty] | Weather_Data Column
Spread Sheet Tank # | Fixed Properties |  | Variable/Calculation | January | February | March | April | May | June | July | August | September | October | November | December | Annual |  | Flt_Cons Row | Flt_Cons Column Column |  | Flt Product Row |  | Flt Product Column |  | Jan | Feb | x1 | x2 | Slope | Intercept
FLT - 1 | Location | Portland | TAN | 498.3 | 497.7 | 499.1 | 501.5 | 506.1 | 510.3 | 513.7 | 513.7 | 510 | 504.9 | 500.6 | 498.2 | 504.5083 | 1 | 1 | Tank# | 1 | T | 12 | Tjan | 1 | 2 | 3 | 1 | 2 | 1 | 1
| Tank Diameter (ft) | 139 | TAX | 508.7 | 510.9 | 512.3 | 514.9 | 519.4 | 522.8 | 526.4 | 527.3 | 526.4 | 519.6 | 512.8 | 508.2 | 517.475 | 2 |  | Loc | 3 |  |  | Tfeb | 2 | 2 | 3 | 1 | 2 | 1 | 1
| Shell Height | 48 | I | 343 | 600 | 877 | 1252 | 1537 | 1627 | 1708 | 1492 | 1196 | 728 | 391 | 302 | 1004.4167 | 3 |  | Diameter | 5 |  |  | X1 | 1
| Shell Color | White | TAA | 503.5 | 504.3 | 505.7 | 508.2 | 512.75 | 516.55 | 520.05 | 520.5 | 518.2 | 512.25 | 506.7 | 503.2 | 510.9917 | 4 |  | Shell Height | 6 |  |  | X2 | 2
| Shell Condition | Average | TB | 503.961 | 505.5692 | 507.5551 | 510.8484 | 516.0013 | 519.9916 | 523.663 | 523.6561 | 520.7299 | 513.79 | 507.5271 | 503.8388 | 513.0943 | 5 |  | Shell Color | 8 |  |  | Slope | 1
| Roof Color | White | TLA | 504.3243 | 505.8808 | 508.0105 | 511.4985 | 516.7994 | 520.8365 | 524.5499 | 524.4308 | 521.351 | 514.168 | 507.7301 | 503.9956 | 513.6313 | 6 |  | Shell Condition | 9 |  |  | Intercept | 0
| Roof Condition | Average | [14 empty] | 7 |  | Roof Color | 10
| Roof Type | External Floating Roof | [14 empty] | 8 |  | Roof Condition | 11
| Deck Type | Pontoon | [14 empty] | 9 |  | Roof Type | 13
| αS | 0.25 | [14 empty] | 10 |  | Deck Type | 16
| αR | 0.25 | [14 empty] | 11
| α | 0.25 | [14 empty] | 12
FLT - 2 | Location | Portland | TAN | 498.3 | 497.7 | 499.1 | 501.5 | 506.1 | 510.3 | 513.7 | 513.7 | 510 | 504.9 | 500.6 | 498.2 | 504.5083 | 13 | 2 | Tank# | 1 | T | 24 | Tjan | 1 | 2 | 3 | 1 | 2 | 1 | 1
| Tank Diameter (ft) | 139 | TAX | 508.7 | 510.9 | 512.3 | 514.9 | 519.4 | 522.8 | 526.4 | 527.3 | 526.4 | 519.6 | 512.8 | 508.2 | 517.475 | 14 |  | Loc | 3 |  |  | Tfeb | 2 | 2 | 3 | 1 | 2 | 1 | 1
| Shell Height | 48 | I | 343 | 600 | 877 | 1252 | 1537 | 1627 | 1708 | 1492 | 1196 | 728 | 391 | 302 | 1004.4167 | 15 |  | Diameter | 5 |  |  | X1 | 1
| Shell Color | White | TAA | 503.5 | 504.3 | 505.7 | 508.2 | 512.75 | 516.55 | 520.05 | 520.5 | 518.2 | 512.25 | 506.7 | 503.2 | 510.9917 | 16 |  | Shell Height | 6 |  |  | X2 | 2
| Shell Condition | Average | TB | 503.961 | 505.5692 | 507.5551 | 510.8484 | 516.0013 | 519.9916 | 523.663 | 523.6561 | 520.7299 | 513.79 | 507.5271 | 503.8388 | 513.0943 | 17 |  | Shell Color | 8 |  |  | Slope | 1
| Roof Color | White | TLA | 504.3243 | 505.8808 | 508.0105 | 511.4985 | 516.7994 | 520.8365 | 524.5499 | 524.4308 | 521.351 | 514.168 | 507.7301 | 503.9956 | 513.6313 | 18 |  | Shell Condition | 9 |  |  | Intercept | 0
| Roof Condition | Average | [14 empty] | 19 |  | Roof Color | 10
| Roof Type | External Floating Roof | [14 empty] | 20 |  | Roof Condition | 11
| Deck Type | Pontoon | [14 empty] | 21 |  | Roof Type | 13
| αS | 0.25 | [14 empty] | 22 |  | Deck Type | 16
| αR | 0.25 | [14 empty] | 23
| α | 0.25 | [14 empty] | 24
FLT - 3 | Location | Portland | TAN | 498.3 | 497.7 | 499.1 | 501.5 | 506.1 | 510.3 | 513.7 | 513.7 | 510 | 504.9 | 500.6 | 498.2 | 504.5083 | 25 | 3 | Tank# | 1 | T | 36 | Tjan | 1 | 2 | 3 | 1 | 2 | 1 | 1
| Tank Diameter (ft) | 32 | TAX | 508.7 | 510.9 | 512.3 | 514.9 | 519.4 | 522.8 | 526.4 | 527.3 | 526.4 | 519.6 | 512.8 | 508.2 | 517.475 | 26 |  | Loc | 3 |  |  | Tfeb | 2 | 2 | 3 | 1 | 2 | 1 | 1
| Shell Height | 32 | I | 343 | 600 | 877 | 1252 | 1537 | 1627 | 1708 | 1492 | 1196 | 728 | 391 | 302 | 1004.4167 | 27 |  | Diameter | 5 |  |  | X1 | 1
| Shell Color | Gray-Medium | TAA | 503.5 | 504.3 | 505.7 | 508.2 | 512.75 | 516.55 | 520.05 | 520.5 | 518.2 | 512.25 | 506.7 | 503.2 | 510.9917 | 28 |  | Shell Height | 6 |  |  | X2 | 2
| Shell Condition | Average | TB | 504.4911 | 506.6678 | 509.1609 | 513.1407 | 518.8154 | 522.9706 | 526.7902 | 526.3878 | 522.9197 | 515.1229 | 508.243 | 504.3918 | 514.9252 | 29 |  | Shell Color | 8 |  |  | Slope | 1
| Roof Color | Gray-Medium | TLA | 505.7456 | 508.4183 | 511.7196 | 516.7936 | 523.2998 | 527.7175 | 531.7735 | 530.7409 | 526.4092 | 517.2469 | 509.3838 | 505.2729 | 517.8768 | 30 |  | Shell Condition | 9 |  |  | Intercept | 0
| Roof Condition | Average | [14 empty] | 31 |  | Roof Color | 10
| Roof Type | External Floating Roof | [14 empty] | 32 |  | Roof Condition | 11
| Deck Type | Pontoon | [14 empty] | 33 |  | Roof Type | 13
| αS | 0.71 | [14 empty] | 34 |  | Deck Type | 16
| αR | 0.71 | [14 empty] | 35
| α | 0.71 | [14 empty] | 36
FLT - 4 | Location | Portland | TAN | 498.3 | 497.7 | 499.1 | 501.5 | 506.1 | 510.3 | 513.7 | 513.7 | 510 | 504.9 | 500.6 | 498.2 | 504.5083 | 37 | 4 | Tank# | 1 | T | 48 | Tjan | 1 | 2 | 3 | 1 | 2 | 1 | 1
| Tank Diameter (ft) | 144 | TAX | 508.7 | 510.9 | 512.3 | 514.9 | 519.4 | 522.8 | 526.4 | 527.3 | 526.4 | 519.6 | 512.8 | 508.2 | 517.475 | 38 |  | Loc | 3 |  |  | Tfeb | 2 | 2 | 3 | 1 | 2 | 1 | 1
| Shell Height | 45 | I | 343 | 600 | 877 | 1252 | 1537 | 1627 | 1708 | 1492 | 1196 | 728 | 391 | 302 | 1004.4167 | 39 |  | Diameter | 5 |  |  | X1 | 1
| Shell Color | White | TAA | 503.5 | 504.3 | 505.7 | 508.2 | 512.75 | 516.55 | 520.05 | 520.5 | 518.2 | 512.25 | 506.7 | 503.2 | 510.9917 | 40 |  | Shell Height | 6 |  |  | X2 | 2
| Shell Condition | Average | TB | 503.7572 | 504.75 | 506.3578 | 509.139 | 513.9027 | 517.7703 | 521.331 | 521.619 | 519.097 | 512.796 | 506.9933 | 503.4265 | 511.745 | 41 |  | Shell Color | 8 |  |  | Slope | 1
| Roof Color | White | TLA | 504.0585 | 505.2769 | 507.128 | 510.2385 | 515.2526 | 519.1991 | 522.831 | 522.9293 | 520.1474 | 513.4353 | 507.3366 | 503.6917 | 512.6271 | 42 |  | Shell Condition | 9 |  |  | Intercept | 0
| Roof Condition | Average | [14 empty] | 43 |  | Roof Color | 10
| Roof Type | Internal Floating Roof | [14 empty] | 44 |  | Roof Condition | 11
| Deck Type | N/A - IFR | [14 empty] | 45 |  | Roof Type | 13
| αS | 0.25 | [14 empty] | 46 |  | Deck Type | 16
| αR | 0.25 | [14 empty] | 47
| α | 0.25 | [14 empty] | 48
FLT - 5 | Location | Portland | TAN | 498.3 | 497.7 | 499.1 | 501.5 | 506.1 | 510.3 | 513.7 | 513.7 | 510 | 504.9 | 500.6 | 498.2 | 504.5083 | 49 | 5 | Tank# | 1 | T | 60 | Tjan | 1 | 2 | 3 | 1 | 2 | 1 | 1
| Tank Diameter (ft) | 120 | TAX | 508.7 | 510.9 | 512.3 | 514.9 | 519.4 | 522.8 | 526.4 | 527.3 | 526.4 | 519.6 | 512.8 | 508.2 | 517.475 | 50 |  | Loc | 3 |  |  | Tfeb | 2 | 2 | 3 | 1 | 2 | 1 | 1
| Shell Height | 39 | I | 343 | 600 | 877 | 1252 | 1537 | 1627 | 1708 | 1492 | 1196 | 728 | 391 | 302 | 1004.4167 | 51 |  | Diameter | 5 |  |  | X1 | 1
| Shell Color | White | TAA | 503.5 | 504.3 | 505.7 | 508.2 | 512.75 | 516.55 | 520.05 | 520.5 | 518.2 | 512.25 | 506.7 | 503.2 | 510.9917 | 52 |  | Shell Height | 6 |  |  | X2 | 2
| Shell Condition | Average | TB | 503.7572 | 504.75 | 506.3578 | 509.139 | 513.9027 | 517.7703 | 521.331 | 521.619 | 519.097 | 512.796 | 506.9933 | 503.4265 | 511.745 | 53 |  | Shell Color | 8 |  |  | Slope | 1
| Roof Color | White | TLA | 504.0564 | 505.2733 | 507.1227 | 510.231 | 515.2434 | 519.1894 | 522.8208 | 522.9204 | 520.1402 | 513.431 | 507.3343 | 503.6899 | 512.6211 | 54 |  | Shell Condition | 9 |  |  | Intercept | 0
| Roof Condition | Average | [14 empty] | 55 |  | Roof Color | 10
| Roof Type | Internal Floating Roof | [14 empty] | 56 |  | Roof Condition | 11
| Deck Type | N/A - IFR | [14 empty] | 57 |  | Roof Type | 13
| αS | 0.25 | [14 empty] | 58 |  | Deck Type | 16
| αR | 0.25 | [14 empty] | 59
| α | 0.25 | [14 empty] | 60
FLT - 6 | Location | Portland | TAN | 498.3 | 497.7 | 499.1 | 501.5 | 506.1 | 510.3 | 513.7 | 513.7 | 510 | 504.9 | 500.6 | 498.2 | 504.5083 | 61 | 6 | Tank# | 1 | T | 72 | Tjan | 1 | 2 | 3 | 1 | 2 | 1 | 1
| Tank Diameter (ft) | 80 | TAX | 508.7 | 510.9 | 512.3 | 514.9 | 519.4 | 522.8 | 526.4 | 527.3 | 526.4 | 519.6 | 512.8 | 508.2 | 517.475 | 62 |  | Loc | 3 |  |  | Tfeb | 2 | 2 | 3 | 1 | 2 | 1 | 1
| Shell Height | 40 | I | 343 | 600 | 877 | 1252 | 1537 | 1627 | 1708 | 1492 | 1196 | 728 | 391 | 302 | 1004.4167 | 63 |  | Diameter | 5 |  |  | X1 | 1
| Shell Color | White | TAA | 503.5 | 504.3 | 505.7 | 508.2 | 512.75 | 516.55 | 520.05 | 520.5 | 518.2 | 512.25 | 506.7 | 503.2 | 510.9917 | 64 |  | Shell Height | 6 |  |  | X2 | 2
| Shell Condition | Average | TB | 503.7572 | 504.75 | 506.3578 | 509.139 | 513.9027 | 517.7703 | 521.331 | 521.619 | 519.097 | 512.796 | 506.9933 | 503.4265 | 511.745 | 65 |  | Shell Color | 8 |  |  | Slope | 1
| Roof Color | White | TLA | 504.0317 | 505.2301 | 507.0596 | 510.1409 | 515.1327 | 519.0722 | 522.6978 | 522.813 | 520.0541 | 513.3786 | 507.3061 | 503.6682 | 512.5488 | 66 |  | Shell Condition | 9 |  |  | Intercept | 0
| Roof Condition | Average | [14 empty] | 67 |  | Roof Color | 10
| Roof Type | Internal Floating Roof | [14 empty] | 68 |  | Roof Condition | 11
| Deck Type | N/A - IFR | [14 empty] | 69 |  | Roof Type | 13
| αS | 0.25 | [14 empty] | 70 |  | Deck Type | 16
| αR | 0.25 | [14 empty] | 71
| α | 0.25 | [14 empty] | 72
FLT - 7 | Location | Portland | TAN | 498.3 | 497.7 | 499.1 | 501.5 | 506.1 | 510.3 | 513.7 | 513.7 | 510 | 504.9 | 500.6 | 498.2 | 504.5083 | 73 | 7 | Tank# | 1 | T | 84 | Tjan | 1 | 2 | 3 | 1 | 2 | 1 | 1
| Tank Diameter (ft) | 48 | TAX | 508.7 | 510.9 | 512.3 | 514.9 | 519.4 | 522.8 | 526.4 | 527.3 | 526.4 | 519.6 | 512.8 | 508.2 | 517.475 | 74 |  | Loc | 3 |  |  | Tfeb | 2 | 2 | 3 | 1 | 2 | 1 | 1
| Shell Height | 30 | I | 343 | 600 | 877 | 1252 | 1537 | 1627 | 1708 | 1492 | 1196 | 728 | 391 | 302 | 1004.4167 | 75 |  | Diameter | 5 |  |  | X1 | 1
| Shell Color | Gray-Medium | TAA | 503.5 | 504.3 | 505.7 | 508.2 | 512.75 | 516.55 | 520.05 | 520.5 | 518.2 | 512.25 | 506.7 | 503.2 | 510.9917 | 76 |  | Shell Height | 6 |  |  | X2 | 2
| Shell Condition | Average | TB | 504.2306 | 505.578 | 507.568 | 510.8668 | 516.0238 | 520.0155 | 523.688 | 523.678 | 520.7475 | 513.8006 | 507.5328 | 503.8433 | 513.1311 | 77 |  | Shell Color | 8 |  |  | Slope | 1
| Roof Color | Gray-Medium | TLA | 504.9704 | 506.8722 | 509.4597 | 513.5673 | 519.3391 | 523.5249 | 527.3722 | 526.8962 | 523.3272 | 515.3709 | 508.3762 | 504.4947 | 515.2976 | 78 |  | Shell Condition | 9 |  |  | Intercept | 0
| Roof Condition | Average | [14 empty] | 79 |  | Roof Color | 10
| Roof Type | Internal Floating Roof | [14 empty] | 80 |  | Roof Condition | 11
| Deck Type | N/A - IFR | [14 empty] | 81 |  | Roof Type | 13
| αS | 0.71 | [14 empty] | 82 |  | Deck Type | 16
| αR | 0.71 | [14 empty] | 83
| α | 0.71 | [14 empty] | 84
FLT - 8 | Location | Portland | TAN | 498.3 | 497.7 | 499.1 | 501.5 | 506.1 | 510.3 | 513.7 | 513.7 | 510 | 504.9 | 500.6 | 498.2 | 504.5083 | 85 | 8 | Tank# | 1 | T | 96 | Tjan | 1 | 2 | 3 | 1 | 2 | 1 | 1
| Tank Diameter (ft) | 144 | TAX | 508.7 | 510.9 | 512.3 | 514.9 | 519.4 | 522.8 | 526.4 | 527.3 | 526.4 | 519.6 | 512.8 | 508.2 | 517.475 | 86 |  | Loc | 3 |  |  | Tfeb | 2 | 2 | 3 | 1 | 2 | 1 | 1
| Shell Height | 46 | I | 343 | 600 | 877 | 1252 | 1537 | 1627 | 1708 | 1492 | 1196 | 728 | 391 | 302 | 1004.4167 | 87 |  | Diameter | 5 |  |  | X1 | 1
| Shell Color | White | TAA | 503.5 | 504.3 | 505.7 | 508.2 | 512.75 | 516.55 | 520.05 | 520.5 | 518.2 | 512.25 | 506.7 | 503.2 | 510.9917 | 88 |  | Shell Height | 6 |  |  | X2 | 2
| Shell Condition | Average | TB | 503.7572 | 504.75 | 506.3578 | 509.139 | 513.9027 | 517.7703 | 521.331 | 521.619 | 519.097 | 512.796 | 506.9933 | 503.4265 | 511.745 | 89 |  | Shell Color | 8 |  |  | Slope | 1
| Roof Color | White | TLA | 504.0573 | 505.2749 | 507.125 | 510.2344 | 515.2474 | 519.1937 | 522.8253 | 522.9243 | 520.1434 | 513.4329 | 507.3353 | 503.6907 | 512.6237 | 90 |  | Shell Condition | 9 |  |  | Intercept | 0
| Roof Condition | Average | [14 empty] | 91 |  | Roof Color | 10
| Roof Type | Internal Floating Roof | [14 empty] | 92 |  | Roof Condition | 11
| Deck Type | N/A - IFR | [14 empty] | 93 |  | Roof Type | 13
| αS | 0.25 | [14 empty] | 94 |  | Deck Type | 16
| αR | 0.25 | [14 empty] | 95
| α | 0.25 | [14 empty] | 96
FLT - 9 | Location | Portland | TAN | 498.3 | 497.7 | 499.1 | 501.5 | 506.1 | 510.3 | 513.7 | 513.7 | 510 | 504.9 | 500.6 | 498.2 | 504.5083 | 97 | 9 | Tank# | 1 | T | 108 | Tjan | 1 | 2 | 3 | 1 | 2 | 1 | 1
| Tank Diameter (ft) | 52 | TAX | 508.7 | 510.9 | 512.3 | 514.9 | 519.4 | 522.8 | 526.4 | 527.3 | 526.4 | 519.6 | 512.8 | 508.2 | 517.475 | 98 |  | Loc | 3 |  |  | Tfeb | 2 | 2 | 3 | 1 | 2 | 1 | 1
| Shell Height | 40 | I | 343 | 600 | 877 | 1252 | 1537 | 1627 | 1708 | 1492 | 1196 | 728 | 391 | 302 | 1004.4167 | 99 |  | Diameter | 5 |  |  | X1 | 1
| Shell Color | White | TAA | 503.5 | 504.3 | 505.7 | 508.2 | 512.75 | 516.55 | 520.05 | 520.5 | 518.2 | 512.25 | 506.7 | 503.2 | 510.9917 | 100 |  | Shell Height | 6 |  |  | X2 | 2
| Shell Condition | Average | TB | 503.7572 | 504.75 | 506.3578 | 509.139 | 513.9027 | 517.7703 | 521.331 | 521.619 | 519.097 | 512.796 | 506.9933 | 503.4265 | 511.745 | 101 |  | Shell Color | 8 |  |  | Slope | 1
| Roof Color | White | TLA | 504.0044 | 505.1823 | 506.9896 | 510.041 | 515.0101 | 518.9425 | 522.5616 | 522.6939 | 519.9587 | 513.3205 | 507.275 | 503.6441 | 512.4686 | 102 |  | Shell Condition | 9 |  |  | Intercept | 0
| Roof Condition | Average | [14 empty] | 103 |  | Roof Color | 10
| Roof Type | Internal Floating Roof | [14 empty] | 104 |  | Roof Condition | 11
| Deck Type | N/A - IFR | [14 empty] | 105 |  | Roof Type | 13
| αS | 0.25 | [14 empty] | 106 |  | Deck Type | 16
| αR | 0.25 | [14 empty] | 107
| α | 0.25 | [14 empty] | 108
FLT - 10 | Location | Portland | TAN | 498.3 | 497.7 | 499.1 | 501.5 | 506.1 | 510.3 | 513.7 | 513.7 | 510 | 504.9 | 500.6 | 498.2 | 504.5083 | 109 | 10 | Tank# | 1 | T | 120 | Tjan | 1 | 2 | 3 | 1 | 2 | 1 | 1
| Tank Diameter (ft) | 120 | TAX | 508.7 | 510.9 | 512.3 | 514.9 | 519.4 | 522.8 | 526.4 | 527.3 | 526.4 | 519.6 | 512.8 | 508.2 | 517.475 | 110 |  | Loc | 3 |  |  | Tfeb | 2 | 2 | 3 | 1 | 2 | 1 | 1
| Shell Height | 40 | I | 343 | 600 | 877 | 1252 | 1537 | 1627 | 1708 | 1492 | 1196 | 728 | 391 | 302 | 1004.4167 | 111 |  | Diameter | 5 |  |  | X1 | 1
| Shell Color | White | TAA | 503.5 | 504.3 | 505.7 | 508.2 | 512.75 | 516.55 | 520.05 | 520.5 | 518.2 | 512.25 | 506.7 | 503.2 | 510.9917 | 112 |  | Shell Height | 6 |  |  | X2 | 2
| Shell Condition | Average | TB | 503.7572 | 504.75 | 506.3578 | 509.139 | 513.9027 | 517.7703 | 521.331 | 521.619 | 519.097 | 512.796 | 506.9933 | 503.4265 | 511.745 | 113 |  | Shell Color | 8 |  |  | Slope | 1
| Roof Color | White | TLA | 504.0551 | 505.271 | 507.1193 | 510.2261 | 515.2373 | 519.183 | 522.8141 | 522.9145 | 520.1355 | 513.4281 | 507.3328 | 503.6887 | 512.6171 | 114 |  | Shell Condition | 9 |  |  | Intercept | 0
| Roof Condition | Average | [14 empty] | 115 |  | Roof Color | 10
| Roof Type | Internal Floating Roof | [14 empty] | 116 |  | Roof Condition | 11
| Deck Type | N/A - IFR | [14 empty] | 117 |  | Roof Type | 13
| αS | 0.25 | [14 empty] | 118 |  | Deck Type | 16
| αR | 0.25 | [14 empty] | 119
| α | 0.25 | [14 empty] | 120

## Fixed Temps
Fixed Roof Temps
|  | Month # | 1 | 2 | 3 | 4 | 5 | 6 | 7 | 8 | 9 | 10 | 11 | 12 | 13 |  | FX_Input Row | FX_Input Column |  | Weather_Data Column | [5 empty] | FX_Calc Row | FX_Calc Column
Spread Sheet Tank # | Location | Variable/Calculation | January | February | March | April | May | June | July | August | September | October | November | December | Annual |  |  | Tank# | Loc | Jan | Feb | x1 | x2 | Slope | Intercept |  | HS | D | Alpha_R | Alpha_S | Alpha | Tjan | Tfeb | x1 | x2 | Slope | Intercept
FX - 1 | Portland | TAN | 498.3 | 497.7 | 499.1 | 501.5 | 506.1 | 510.3 | 513.7 | 513.7 | 510 | 504.9 | 500.6 | 498.2 | 504.5 | 1 | 1 | 1 | 3 | 2 | 3 | 1 | 2 | 1 | 1 | 1 | 6 | 3 | 13 | 12 | 14 | 77 | 78 | 1 | 2 | 1 | 76
| Portland | TAX | 508.7 | 510.9 | 512.3 | 514.9 | 519.4 | 522.8 | 526.4 | 527.3 | 526.4 | 519.6 | 512.8 | 508.2 | 517.5 | 2 |  |  |  | 2 | 3 | 1 | 2 | 1 | 1 | 1 | 6 | 3 | 13 | 12 | 14 | 77 | 78 | 1 | 2 | 1 | 76
| Portland | αS | 0.25 | 0.25 | 0.25 | 0.25 | 0.25 | 0.25 | 0.25 | 0.25 | 0.25 | 0.25 | 0.25 | 0.25 | 0.25 | 3 | [9 empty] | 1 | 6 | 3 | 13 | 12 | 14 | 77 | 78 | 1 | 2 | 1 | 76
| Portland | αR | 0.25 | 0.25 | 0.25 | 0.25 | 0.25 | 0.25 | 0.25 | 0.25 | 0.25 | 0.25 | 0.25 | 0.25 | 0.25 | 4 | [9 empty] | 1 | 6 | 3 | 13 | 12 | 14 | 77 | 78 | 1 | 2 | 1 | 76
| Portland | α | 0.25 | 0.25 | 0.25 | 0.25 | 0.25 | 0.25 | 0.25 | 0.25 | 0.25 | 0.25 | 0.25 | 0.25 | 0.25 | 5 | [9 empty] | 1 | 6 | 3 | 13 | 12 | 14 | 77 | 78 | 1 | 2 | 1 | 76
| Portland | ΔTA | 10.4 | 13.2 | 13.2 | 13.4 | 13.3 | 12.5 | 12.7 | 13.6 | 16.4 | 14.7 | 12.2 | 10 | 13 | 6
| Portland | I | 343 | 600 | 877 | 1252 | 1537 | 1627 | 1708 | 1492 | 1196 | 728 | 391 | 302 | 1005 | 7 |  |  |  | 2 | 3 | 1 | 2 | 1 | 1
| Portland | ΔTV | 8.995 | 12.24 | 13.625 | 15.64 | 16.995 | 16.885 | 17.43 | 16.98 | 17.46 | 13.93 | 10.495 | 8.51 | 14.125 | 8
| Portland | TAA | 503.5 | 504.3 | 505.7 | 508.2 | 512.75 | 516.55 | 520.05 | 520.5 | 518.2 | 512.25 | 506.7 | 503.2 | 511 | 9
| Portland | TB | 503.7572 | 504.75 | 506.3578 | 509.139 | 513.9027 | 517.7703 | 521.331 | 521.619 | 519.097 | 512.796 | 506.9933 | 503.4265 | 81027.6 | 10
| Portland | TLN | 42.4031 | 43.08 | 44.9509 | 48.0484 | 53.1029 | 57.2159 | 60.8136 | 60.7164 | 57.3532 | 50.9476 | 45.3247 | 42.1134 | 50.5058 | 11
| Portland | TLX | 46.5631 | 48.36 | 50.2309 | 53.4084 | 58.4229 | 62.2159 | 65.8936 | 66.1564 | 63.9132 | 56.8276 | 50.2047 | 46.1134 | 55.6925 | 12
| Portland | TLA | 44.4831 | 45.72 | 47.5909 | 50.7284 | 55.7629 | 59.7159 | 63.3536 | 63.4364 | 60.6332 | 53.8876 | 47.7647 | 44.1134 | 53.0992 | 512.6992
| Portland | TV | 44.7489 | 46.185 | 48.2706 | 51.6987 | 56.9541 | 60.9768 | 64.6773 | 64.5927 | 61.5601 | 54.4518 | 48.0677 | 44.3475 | 53.8776 | 14
FX - 2 | Portland | TAN | 498.3 | 497.7 | 499.1 | 501.5 | 506.1 | 510.3 | 513.7 | 513.7 | 510 | 504.9 | 500.6 | 498.2 | 44.9 | 15 | 3 | 2 | 3 | 2 | 3 | 1 | 2 | 1 | 1 | 2 | 6 | 3 | 13 | 12 | 14 | 77 | 78 | 1 | 2 | 1 | 76
| Portland | TAX | 508.7 | 510.9 | 512.3 | 514.9 | 519.4 | 522.8 | 526.4 | 527.3 | 526.4 | 519.6 | 512.8 | 508.2 | 57.9 | 16 |  |  |  | 2 | 3 | 1 | 2 | 1 | 1 | 2 | 6 | 3 | 13 | 12 | 14 | 77 | 78 | 1 | 2 | 1 | 76
| Portland | αS | 0.25 | 0.25 | 0.25 | 0.25 | 0.25 | 0.25 | 0.25 | 0.25 | 0.25 | 0.25 | 0.25 | 0.25 | 0.25 | 17 | [9 empty] | 2 | 6 | 3 | 13 | 12 | 14 | 77 | 78 | 1 | 2 | 1 | 76
| Portland | αR | 0.25 | 0.25 | 0.25 | 0.25 | 0.25 | 0.25 | 0.25 | 0.25 | 0.25 | 0.25 | 0.25 | 0.25 | 0.25 | 18 | [9 empty] | 2 | 6 | 3 | 13 | 12 | 14 | 77 | 78 | 1 | 2 | 1 | 76
| Portland | α | 0.25 | 0.25 | 0.25 | 0.25 | 0.25 | 0.25 | 0.25 | 0.25 | 0.25 | 0.25 | 0.25 | 0.25 | 0.25 | 19 | [9 empty] | 2 | 6 | 3 | 13 | 12 | 14 | 77 | 78 | 1 | 2 | 1 | 76
| Portland | ΔTA | 10.4 | 13.2 | 13.2 | 13.4 | 13.3 | 12.5 | 12.7 | 13.6 | 16.4 | 14.7 | 12.2 | 10 | 13 | 20
| Portland | I | 343 | 600 | 877 | 1252 | 1537 | 1627 | 1708 | 1492 | 1196 | 728 | 391 | 302 | 1005 | 21 |  |  |  | 2 | 3 | 1 | 2 | 1 | 1
| Portland | ΔTV | 8.995 | 12.24 | 13.625 | 15.64 | 16.995 | 16.885 | 17.43 | 16.98 | 17.46 | 13.93 | 10.495 | 8.51 | 14.125 | 22
| Portland | TAA | 503.5 | 504.3 | 505.7 | 508.2 | 512.75 | 516.55 | 520.05 | 520.5 | 518.2 | 512.25 | 506.7 | 503.2 | 51.4 | 23
| Portland | TB | 503.7572 | 504.75 | 506.3578 | 509.139 | 513.9027 | 517.7703 | 521.331 | 521.619 | 519.097 | 512.796 | 506.9933 | 503.4265 | 81027.6 | 24 | 0
| Portland | TLN | 42.4031 | 43.08 | 44.9509 | 48.0484 | 53.1029 | 57.2159 | 60.8136 | 60.7164 | 57.3532 | 50.9476 | 45.3247 | 42.1134 | 50.5058 | 25
| Portland | TLX | 46.5631 | 48.36 | 50.2309 | 53.4084 | 58.4229 | 62.2159 | 65.8936 | 66.1564 | 63.9132 | 56.8276 | 50.2047 | 46.1134 | 55.6925 | 26
| Portland | TLA | 44.4831 | 45.72 | 47.5909 | 50.7284 | 55.7629 | 59.7159 | 63.3536 | 63.4364 | 60.6332 | 53.8876 | 47.7647 | 44.1134 | 53.0992 | 27
| Portland | TV | 44.7489 | 46.185 | 48.2706 | 51.6987 | 56.9541 | 60.9768 | 64.6773 | 64.5927 | 61.5601 | 54.4518 | 48.0677 | 44.3475 | 53.8776 | 28
FX - 3 | Portland | TAN | 498.3 | 497.7 | 499.1 | 501.5 | 506.1 | 510.3 | 513.7 | 513.7 | 510 | 504.9 | 500.6 | 498.2 | 44.9 |  | 5 | 3 | 3 | 2 | 3 | 1 | 2 | 1 | 1 | 3 | 6 | 3 | 13 | 12 | 14 | 77 | 78 | 1 | 2 | 1 | 76
| Portland | TAX | 508.7 | 510.9 | 512.3 | 514.9 | 519.4 | 522.8 | 526.4 | 527.3 | 526.4 | 519.6 | 512.8 | 508.2 | 57.9 |  |  |  |  | 2 | 3 | 1 | 2 | 1 | 1 | 3 | 6 | 3 | 13 | 12 | 14 | 77 | 78 | 1 | 2 | 1 | 76
| Portland | αS | 0.25 | 0.25 | 0.25 | 0.25 | 0.25 | 0.25 | 0.25 | 0.25 | 0.25 | 0.25 | 0.25 | 0.25 | 0.25 | [10 empty] | 3 | 6 | 3 | 13 | 12 | 14 | 77 | 78 | 1 | 2 | 1 | 76
| Portland | αR | 0.25 | 0.25 | 0.25 | 0.25 | 0.25 | 0.25 | 0.25 | 0.25 | 0.25 | 0.25 | 0.25 | 0.25 | 0.25 | [10 empty] | 3 | 6 | 3 | 13 | 12 | 14 | 77 | 78 | 1 | 2 | 1 | 76
| Portland | α | 0.25 | 0.25 | 0.25 | 0.25 | 0.25 | 0.25 | 0.25 | 0.25 | 0.25 | 0.25 | 0.25 | 0.25 | 0.25 | [10 empty] | 3 | 6 | 3 | 13 | 12 | 14 | 77 | 78 | 1 | 2 | 1 | 76
| Portland | ΔTA | 10.4 | 13.2 | 13.2 | 13.4 | 13.3 | 12.5 | 12.7 | 13.6 | 16.4 | 14.7 | 12.2 | 10 | 13
| Portland | I | 343 | 600 | 877 | 1252 | 1537 | 1627 | 1708 | 1492 | 1196 | 728 | 391 | 302 | 1005 |  |  |  |  | 2 | 3 | 1 | 2 | 1 | 1
| Portland | ΔTV | 8.995 | 12.24 | 13.625 | 15.64 | 16.995 | 16.885 | 17.43 | 16.98 | 17.46 | 13.93 | 10.495 | 8.51 | 14.125
| Portland | TAA | 503.5 | 504.3 | 505.7 | 508.2 | 512.75 | 516.55 | 520.05 | 520.5 | 518.2 | 512.25 | 506.7 | 503.2 | 51.4
| Portland | TB | 503.7572 | 504.75 | 506.3578 | 509.139 | 513.9027 | 517.7703 | 521.331 | 521.619 | 519.097 | 512.796 | 506.9933 | 503.4265 | 56744.6
| Portland | TLN | 42.4031 | 43.08 | 44.9509 | 48.0484 | 53.1029 | 57.2159 | 60.8136 | 60.7164 | 57.3532 | 50.9476 | 45.3247 | 42.1134 | 50.5058
| Portland | TLX | 46.5631 | 48.36 | 50.2309 | 53.4084 | 58.4229 | 62.2159 | 65.8936 | 66.1564 | 63.9132 | 56.8276 | 50.2047 | 46.1134 | 55.6925
| Portland | TLA | 44.4831 | 45.72 | 47.5909 | 50.7284 | 55.7629 | 59.7159 | 63.3536 | 63.4364 | 60.6332 | 53.8876 | 47.7647 | 44.1134 | 53.0992
| Portland | TV | 44.7489 | 46.185 | 48.2706 | 51.6987 | 56.9541 | 60.9768 | 64.6773 | 64.5927 | 61.5601 | 54.4518 | 48.0677 | 44.3475 | 53.8776
FX - 4 | Portland | TAN | 498.3 | 497.7 | 499.1 | 501.5 | 506.1 | 510.3 | 513.7 | 513.7 | 510 | 504.9 | 500.6 | 498.2 | 44.9 |  | 7 | 4 | 3 | 2 | 3 | 1 | 2 | 1 | 1 | 4 | 6 | 3 | 13 | 12 | 14 | 77 | 78 | 1 | 2 | 1 | 76
| Portland | TAX | 508.7 | 510.9 | 512.3 | 514.9 | 519.4 | 522.8 | 526.4 | 527.3 | 526.4 | 519.6 | 512.8 | 508.2 | 57.9 |  |  |  |  | 2 | 3 | 1 | 2 | 1 | 1 | 4 | 6 | 3 | 13 | 12 | 14 | 77 | 78 | 1 | 2 | 1 | 76
| Portland | αS | N/A | N/A | N/A | N/A | N/A | N/A | N/A | N/A | N/A | N/A | N/A | N/A | N/A | [10 empty] | 4 | 6 | 3 | 13 | 12 | 14 | 77 | 78 | 1 | 2 | 1 | 76
| Portland | αR | N/A | N/A | N/A | N/A | N/A | N/A | N/A | N/A | N/A | N/A | N/A | N/A | N/A | [10 empty] | 4 | 6 | 3 | 13 | 12 | 14 | 77 | 78 | 1 | 2 | 1 | 76
| Portland | α | Insulated | Insulated | Insulated | Insulated | Insulated | Insulated | Insulated | Insulated | Insulated | Insulated | Insulated | Insulated | Insulated | [10 empty] | 4 | 6 | 3 | 13 | 12 | 14 | 77 | 78 | 1 | 2 | 1 | 76
| Portland | ΔTA | 10.4 | 13.2 | 13.2 | 13.4 | 13.3 | 12.5 | 12.7 | 13.6 | 16.4 | 14.7 | 12.2 | 10 | 13
| Portland | I | 343 | 600 | 877 | 1252 | 1537 | 1627 | 1708 | 1492 | 1196 | 728 | 391 | 302 | 1005 |  |  |  |  | 2 | 3 | 1 | 2 | 1 | 1
| Portland | ΔTV | 0 | 0 | 0 | 0 | 0 | 0 | 0 | 0 | 0 | 0 | 0 | 0 | 0
| Portland | TAA | 503.5 | 504.3 | 505.7 | 508.2 | 512.75 | 516.55 | 520.05 | 520.5 | 518.2 | 512.25 | 506.7 | 503.2 | 51.4
| Portland | TB | 503.5 | 504.3 | 505.7 | 508.2 | 512.75 | 516.55 | 520.05 | 520.5 | 518.2 | 512.25 | 506.7 | 503.2 | 9175.6
| Portland | TLN | 43.9 | 44.7 | 46.1 | 48.6 | 53.15 | 56.95 | 60.45 | 60.9 | 58.6 | 52.65 | 47.1 | 43.6 | 51.3917
| Portland | TLX | 43.9 | 44.7 | 46.1 | 48.6 | 53.15 | 56.95 | 60.45 | 60.9 | 58.6 | 52.65 | 47.1 | 43.6 | 51.3917
| Portland | TLA | 43.9 | 44.7 | 46.1 | 48.6 | 53.15 | 56.95 | 60.45 | 60.9 | 58.6 | 52.65 | 47.1 | 43.6 | 51.3917
| Portland | TV | 43.9 | 44.7 | 46.1 | 48.6 | 53.15 | 56.95 | 60.45 | 60.9 | 58.6 | 52.65 | 47.1 | 43.6 | 51.3917
FX - 5 | Portland | TAN | 498.3 | 497.7 | 499.1 | 501.5 | 506.1 | 510.3 | 513.7 | 513.7 | 510 | 504.9 | 500.6 | 498.2 | 44.9 |  | 9 | 5 | 3 | 2 | 3 | 1 | 2 | 1 | 1 | 5 | 6 | 3 | 13 | 12 | 14 | 77 | 78 | 1 | 2 | 1 | 76
| Portland | TAX | 508.7 | 510.9 | 512.3 | 514.9 | 519.4 | 522.8 | 526.4 | 527.3 | 526.4 | 519.6 | 512.8 | 508.2 | 57.9 |  |  |  |  | 2 | 3 | 1 | 2 | 1 | 1 | 5 | 6 | 3 | 13 | 12 | 14 | 77 | 78 | 1 | 2 | 1 | 76
| Portland | αS | N/A | N/A | N/A | N/A | N/A | N/A | N/A | N/A | N/A | N/A | N/A | N/A | N/A | [10 empty] | 5 | 6 | 3 | 13 | 12 | 14 | 77 | 78 | 1 | 2 | 1 | 76
| Portland | αR | N/A | N/A | N/A | N/A | N/A | N/A | N/A | N/A | N/A | N/A | N/A | N/A | N/A | [10 empty] | 5 | 6 | 3 | 13 | 12 | 14 | 77 | 78 | 1 | 2 | 1 | 76
| Portland | α | Insulated | Insulated | Insulated | Insulated | Insulated | Insulated | Insulated | Insulated | Insulated | Insulated | Insulated | Insulated | Insulated | [10 empty] | 5 | 6 | 3 | 13 | 12 | 14 | 77 | 78 | 1 | 2 | 1 | 76
| Portland | ΔTA | 10.4 | 13.2 | 13.2 | 13.4 | 13.3 | 12.5 | 12.7 | 13.6 | 16.4 | 14.7 | 12.2 | 10 | 13
| Portland | I | 343 | 600 | 877 | 1252 | 1537 | 1627 | 1708 | 1492 | 1196 | 728 | 391 | 302 | 1005 |  |  |  |  | 2 | 3 | 1 | 2 | 1 | 1
| Portland | ΔTV | 0 | 0 | 0 | 0 | 0 | 0 | 0 | 0 | 0 | 0 | 0 | 0 | 0
| Portland | TAA | 503.5 | 504.3 | 505.7 | 508.2 | 512.75 | 516.55 | 520.05 | 520.5 | 518.2 | 512.25 | 506.7 | 503.2 | 51.4
| Portland | TB | 503.5 | 504.3 | 505.7 | 508.2 | 512.75 | 516.55 | 520.05 | 520.5 | 518.2 | 512.25 | 506.7 | 503.2 | 52023.6
| Portland | TLN | 43.9 | 44.7 | 46.1 | 48.6 | 53.15 | 56.95 | 60.45 | 60.9 | 58.6 | 52.65 | 47.1 | 43.6 | 51.3917
| Portland | TLX | 43.9 | 44.7 | 46.1 | 48.6 | 53.15 | 56.95 | 60.45 | 60.9 | 58.6 | 52.65 | 47.1 | 43.6 | 51.3917
| Portland | TLA | 43.9 | 44.7 | 46.1 | 48.6 | 53.15 | 56.95 | 60.45 | 60.9 | 58.6 | 52.65 | 47.1 | 43.6 | 51.3917
| Portland | TV | 43.9 | 44.7 | 46.1 | 48.6 | 53.15 | 56.95 | 60.45 | 60.9 | 58.6 | 52.65 | 47.1 | 43.6 | 51.3917
FX - 6 | Portland | TAN | 498.3 | 497.7 | 499.1 | 501.5 | 506.1 | 510.3 | 513.7 | 513.7 | 510 | 504.9 | 500.6 | 498.2 | 44.9 |  | 11 | 6 | 3 | 2 | 3 | 1 | 2 | 1 | 1 | 6 | 6 | 3 | 13 | 12 | 14 | 77 | 78 | 1 | 2 | 1 | 76
| Portland | TAX | 508.7 | 510.9 | 512.3 | 514.9 | 519.4 | 522.8 | 526.4 | 527.3 | 526.4 | 519.6 | 512.8 | 508.2 | 57.9 |  |  |  |  | 2 | 3 | 1 | 2 | 1 | 1 | 6 | 6 | 3 | 13 | 12 | 14 | 77 | 78 | 1 | 2 | 1 | 76
| Portland | αS | N/A | N/A | N/A | N/A | N/A | N/A | N/A | N/A | N/A | N/A | N/A | N/A | N/A | [10 empty] | 6 | 6 | 3 | 13 | 12 | 14 | 77 | 78 | 1 | 2 | 1 | 76
| Portland | αR | N/A | N/A | N/A | N/A | N/A | N/A | N/A | N/A | N/A | N/A | N/A | N/A | N/A | [10 empty] | 6 | 6 | 3 | 13 | 12 | 14 | 77 | 78 | 1 | 2 | 1 | 76
| Portland | α | Insulated | Insulated | Insulated | Insulated | Insulated | Insulated | Insulated | Insulated | Insulated | Insulated | Insulated | Insulated | Insulated | [10 empty] | 6 | 6 | 3 | 13 | 12 | 14 | 77 | 78 | 1 | 2 | 1 | 76
| Portland | ΔTA | 10.4 | 13.2 | 13.2 | 13.4 | 13.3 | 12.5 | 12.7 | 13.6 | 16.4 | 14.7 | 12.2 | 10 | 13
| Portland | I | 343 | 600 | 877 | 1252 | 1537 | 1627 | 1708 | 1492 | 1196 | 728 | 391 | 302 | 1005 |  |  |  |  | 2 | 3 | 1 | 2 | 1 | 1
| Portland | ΔTV | 0 | 0 | 0 | 0 | 0 | 0 | 0 | 0 | 0 | 0 | 0 | 0 | 0
| Portland | TAA | 503.5 | 504.3 | 505.7 | 508.2 | 512.75 | 516.55 | 520.05 | 520.5 | 518.2 | 512.25 | 506.7 | 503.2 | 51.4
| Portland | TB | 503.5 | 504.3 | 505.7 | 508.2 | 512.75 | 516.55 | 520.05 | 520.5 | 518.2 | 512.25 | 506.7 | 503.2 | 71520.6
| Portland | TLN | 43.9 | 44.7 | 46.1 | 48.6 | 53.15 | 56.95 | 60.45 | 60.9 | 58.6 | 52.65 | 47.1 | 43.6 | 51.3917
| Portland | TLX | 43.9 | 44.7 | 46.1 | 48.6 | 53.15 | 56.95 | 60.45 | 60.9 | 58.6 | 52.65 | 47.1 | 43.6 | 51.3917
| Portland | TLA | 43.9 | 44.7 | 46.1 | 48.6 | 53.15 | 56.95 | 60.45 | 60.9 | 58.6 | 52.65 | 47.1 | 43.6 | 51.3917
| Portland | TV | 43.9 | 44.7 | 46.1 | 48.6 | 53.15 | 56.95 | 60.45 | 60.9 | 58.6 | 52.65 | 47.1 | 43.6 | 51.3917
FX - 7 | Portland | TAN | 498.3 | 497.7 | 499.1 | 501.5 | 506.1 | 510.3 | 513.7 | 513.7 | 510 | 504.9 | 500.6 | 498.2 | 44.9 |  | 13 | 7 | 3 | 2 | 3 | 1 | 2 | 1 | 1 | 7 | 6 | 3 | 13 | 12 | 14 | 77 | 78 | 1 | 2 | 1 | 76
| Portland | TAX | 508.7 | 510.9 | 512.3 | 514.9 | 519.4 | 522.8 | 526.4 | 527.3 | 526.4 | 519.6 | 512.8 | 508.2 | 57.9 |  |  |  |  | 2 | 3 | 1 | 2 | 1 | 1 | 7 | 6 | 3 | 13 | 12 | 14 | 77 | 78 | 1 | 2 | 1 | 76
| Portland | αS | 0.25 | 0.25 | 0.25 | 0.25 | 0.25 | 0.25 | 0.25 | 0.25 | 0.25 | 0.25 | 0.25 | 0.25 | 0.25 | [10 empty] | 7 | 6 | 3 | 13 | 12 | 14 | 77 | 78 | 1 | 2 | 1 | 76
| Portland | αR | 0.25 | 0.25 | 0.25 | 0.25 | 0.25 | 0.25 | 0.25 | 0.25 | 0.25 | 0.25 | 0.25 | 0.25 | 0.25 | [10 empty] | 7 | 6 | 3 | 13 | 12 | 14 | 77 | 78 | 1 | 2 | 1 | 76
| Portland | α | 0.25 | 0.25 | 0.25 | 0.25 | 0.25 | 0.25 | 0.25 | 0.25 | 0.25 | 0.25 | 0.25 | 0.25 | 0.25 | [10 empty] | 7 | 6 | 3 | 13 | 12 | 14 | 77 | 78 | 1 | 2 | 1 | 76
| Portland | ΔTA | 10.4 | 13.2 | 13.2 | 13.4 | 13.3 | 12.5 | 12.7 | 13.6 | 16.4 | 14.7 | 12.2 | 10 | 13
| Portland | I | 343 | 600 | 877 | 1252 | 1537 | 1627 | 1708 | 1492 | 1196 | 728 | 391 | 302 | 1005 |  |  |  |  | 2 | 3 | 1 | 2 | 1 | 1
| Portland | ΔTV | 8.995 | 12.24 | 13.625 | 15.64 | 16.995 | 16.885 | 17.43 | 16.98 | 17.46 | 13.93 | 10.495 | 8.51 | 14.125
| Portland | TAA | 503.5 | 504.3 | 505.7 | 508.2 | 512.75 | 516.55 | 520.05 | 520.5 | 518.2 | 512.25 | 506.7 | 503.2 | 51.4
| Portland | TB | 503.7572 | 504.75 | 506.3578 | 509.139 | 513.9027 | 517.7703 | 521.331 | 521.619 | 519.097 | 512.796 | 506.9933 | 503.4265 | 81027.6
| Portland | TLN | 42.4031 | 43.08 | 44.9509 | 48.0484 | 53.1029 | 57.2159 | 60.8136 | 60.7164 | 57.3532 | 50.9476 | 45.3247 | 42.1134 | 50.5058
| Portland | TLX | 46.5631 | 48.36 | 50.2309 | 53.4084 | 58.4229 | 62.2159 | 65.8936 | 66.1564 | 63.9132 | 56.8276 | 50.2047 | 46.1134 | 55.6925
| Portland | TLA | 44.4831 | 45.72 | 47.5909 | 50.7284 | 55.7629 | 59.7159 | 63.3536 | 63.4364 | 60.6332 | 53.8876 | 47.7647 | 44.1134 | 53.0992
| Portland | TV | 44.7489 | 46.185 | 48.2706 | 51.6987 | 56.9541 | 60.9768 | 64.6773 | 64.5927 | 61.5601 | 54.4518 | 48.0677 | 44.3475 | 53.8776
FX - 8 | Portland | TAN | 498.3 | 497.7 | 499.1 | 501.5 | 506.1 | 510.3 | 513.7 | 513.7 | 510 | 504.9 | 500.6 | 498.2 | 44.9 |  | 15 | 8 | 3 | 2 | 3 | 1 | 2 | 1 | 1 | 8 | 6 | 3 | 13 | 12 | 14 | 77 | 78 | 1 | 2 | 1 | 76
| Portland | TAX | 508.7 | 510.9 | 512.3 | 514.9 | 519.4 | 522.8 | 526.4 | 527.3 | 526.4 | 519.6 | 512.8 | 508.2 | 57.9 |  |  |  |  | 2 | 3 | 1 | 2 | 1 | 1 | 8 | 6 | 3 | 13 | 12 | 14 | 77 | 78 | 1 | 2 | 1 | 76
| Portland | αS | 0.25 | 0.25 | 0.25 | 0.25 | 0.25 | 0.25 | 0.25 | 0.25 | 0.25 | 0.25 | 0.25 | 0.25 | 0.25 | [10 empty] | 8 | 6 | 3 | 13 | 12 | 14 | 77 | 78 | 1 | 2 | 1 | 76
| Portland | αR | 0.25 | 0.25 | 0.25 | 0.25 | 0.25 | 0.25 | 0.25 | 0.25 | 0.25 | 0.25 | 0.25 | 0.25 | 0.25 | [10 empty] | 8 | 6 | 3 | 13 | 12 | 14 | 77 | 78 | 1 | 2 | 1 | 76
| Portland | α | 0.25 | 0.25 | 0.25 | 0.25 | 0.25 | 0.25 | 0.25 | 0.25 | 0.25 | 0.25 | 0.25 | 0.25 | 0.25 | [10 empty] | 8 | 6 | 3 | 13 | 12 | 14 | 77 | 78 | 1 | 2 | 1 | 76
| Portland | ΔTA | 10.4 | 13.2 | 13.2 | 13.4 | 13.3 | 12.5 | 12.7 | 13.6 | 16.4 | 14.7 | 12.2 | 10 | 13
| Portland | I | 343 | 600 | 877 | 1252 | 1537 | 1627 | 1708 | 1492 | 1196 | 728 | 391 | 302 | 1005 |  |  |  |  | 2 | 3 | 1 | 2 | 1 | 1
| Portland | ΔTV | 8.995 | 12.24 | 13.625 | 15.64 | 16.995 | 16.885 | 17.43 | 16.98 | 17.46 | 13.93 | 10.495 | 8.51 | 14.125
| Portland | TAA | 503.5 | 504.3 | 505.7 | 508.2 | 512.75 | 516.55 | 520.05 | 520.5 | 518.2 | 512.25 | 506.7 | 503.2 | 51.4
| Portland | TB | 503.7572 | 504.75 | 506.3578 | 509.139 | 513.9027 | 517.7703 | 521.331 | 521.619 | 519.097 | 512.796 | 506.9933 | 503.4265 | 81027.6
| Portland | TLN | 42.4031 | 43.08 | 44.9509 | 48.0484 | 53.1029 | 57.2159 | 60.8136 | 60.7164 | 57.3532 | 50.9476 | 45.3247 | 42.1134 | 50.5058
| Portland | TLX | 46.5631 | 48.36 | 50.2309 | 53.4084 | 58.4229 | 62.2159 | 65.8936 | 66.1564 | 63.9132 | 56.8276 | 50.2047 | 46.1134 | 55.6925
| Portland | TLA | 44.4831 | 45.72 | 47.5909 | 50.7284 | 55.7629 | 59.7159 | 63.3536 | 63.4364 | 60.6332 | 53.8876 | 47.7647 | 44.1134 | 53.0992
| Portland | TV | 44.7489 | 46.185 | 48.2706 | 51.6987 | 56.9541 | 60.9768 | 64.6773 | 64.5927 | 61.5601 | 54.4518 | 48.0677 | 44.3475 | 53.8776
FX - 9 | Portland | TAN | 498.3 | 497.7 | 499.1 | 501.5 | 506.1 | 510.3 | 513.7 | 513.7 | 510 | 504.9 | 500.6 | 498.2 | 44.9 |  | 17 | 9 | 3 | 2 | 3 | 1 | 2 | 1 | 1 | 9 | 6 | 3 | 13 | 12 | 14 | 77 | 78 | 1 | 2 | 1 | 76
| Portland | TAX | 508.7 | 510.9 | 512.3 | 514.9 | 519.4 | 522.8 | 526.4 | 527.3 | 526.4 | 519.6 | 512.8 | 508.2 | 57.9 |  |  |  |  | 2 | 3 | 1 | 2 | 1 | 1 | 9 | 6 | 3 | 13 | 12 | 14 | 77 | 78 | 1 | 2 | 1 | 76
| Portland | αS | 0.25 | 0.25 | 0.25 | 0.25 | 0.25 | 0.25 | 0.25 | 0.25 | 0.25 | 0.25 | 0.25 | 0.25 | 0.25 | [10 empty] | 9 | 6 | 3 | 13 | 12 | 14 | 77 | 78 | 1 | 2 | 1 | 76
| Portland | αR | 0.25 | 0.25 | 0.25 | 0.25 | 0.25 | 0.25 | 0.25 | 0.25 | 0.25 | 0.25 | 0.25 | 0.25 | 0.25 | [10 empty] | 9 | 6 | 3 | 13 | 12 | 14 | 77 | 78 | 1 | 2 | 1 | 76
| Portland | α | 0.25 | 0.25 | 0.25 | 0.25 | 0.25 | 0.25 | 0.25 | 0.25 | 0.25 | 0.25 | 0.25 | 0.25 | 0.25 | [10 empty] | 9 | 6 | 3 | 13 | 12 | 14 | 77 | 78 | 1 | 2 | 1 | 76
| Portland | ΔTA | 10.4 | 13.2 | 13.2 | 13.4 | 13.3 | 12.5 | 12.7 | 13.6 | 16.4 | 14.7 | 12.2 | 10 | 13
| Portland | I | 343 | 600 | 877 | 1252 | 1537 | 1627 | 1708 | 1492 | 1196 | 728 | 391 | 302 | 1005 |  |  |  |  | 2 | 3 | 1 | 2 | 1 | 1
| Portland | ΔTV | 8.995 | 12.24 | 13.625 | 15.64 | 16.995 | 16.885 | 17.43 | 16.98 | 17.46 | 13.93 | 10.495 | 8.51 | 14.125
| Portland | TAA | 503.5 | 504.3 | 505.7 | 508.2 | 512.75 | 516.55 | 520.05 | 520.5 | 518.2 | 512.25 | 506.7 | 503.2 | 51.4
| Portland | TB | 503.7572 | 504.75 | 506.3578 | 509.139 | 513.9027 | 517.7703 | 521.331 | 521.619 | 519.097 | 512.796 | 506.9933 | 503.4265 | 81027.6
| Portland | TLN | 42.4031 | 43.08 | 44.9509 | 48.0484 | 53.1029 | 57.2159 | 60.8136 | 60.7164 | 57.3532 | 50.9476 | 45.3247 | 42.1134 | 50.5058
| Portland | TLX | 46.5631 | 48.36 | 50.2309 | 53.4084 | 58.4229 | 62.2159 | 65.8936 | 66.1564 | 63.9132 | 56.8276 | 50.2047 | 46.1134 | 55.6925
| Portland | TLA | 44.4831 | 45.72 | 47.5909 | 50.7284 | 55.7629 | 59.7159 | 63.3536 | 63.4364 | 60.6332 | 53.8876 | 47.7647 | 44.1134 | 53.0992
| Portland | TV | 44.7489 | 46.185 | 48.2706 | 51.6987 | 56.9541 | 60.9768 | 64.6773 | 64.5927 | 61.5601 | 54.4518 | 48.0677 | 44.3475 | 53.8776
FX - 10 | Portland | TAN | 498.3 | 497.7 | 499.1 | 501.5 | 506.1 | 510.3 | 513.7 | 513.7 | 510 | 504.9 | 500.6 | 498.2 | 44.9 |  | 19 | 10 | 3 | 2 | 3 | 1 | 2 | 1 | 1 | 10 | 6 | 3 | 13 | 12 | 14 | 77 | 78 | 1 | 2 | 1 | 76
| Portland | TAX | 508.7 | 510.9 | 512.3 | 514.9 | 519.4 | 522.8 | 526.4 | 527.3 | 526.4 | 519.6 | 512.8 | 508.2 | 57.9 |  |  |  |  | 2 | 3 | 1 | 2 | 1 | 1 | 10 | 6 | 3 | 13 | 12 | 14 | 77 | 78 | 1 | 2 | 1 | 76
| Portland | αS | N/A | N/A | N/A | N/A | N/A | N/A | N/A | N/A | N/A | N/A | N/A | N/A | N/A | [10 empty] | 10 | 6 | 3 | 13 | 12 | 14 | 77 | 78 | 1 | 2 | 1 | 76
| Portland | αR | N/A | N/A | N/A | N/A | N/A | N/A | N/A | N/A | N/A | N/A | N/A | N/A | N/A | [10 empty] | 10 | 6 | 3 | 13 | 12 | 14 | 77 | 78 | 1 | 2 | 1 | 76
| Portland | α | Insulated | Insulated | Insulated | Insulated | Insulated | Insulated | Insulated | Insulated | Insulated | Insulated | Insulated | Insulated | Insulated | [10 empty] | 10 | 6 | 3 | 13 | 12 | 14 | 77 | 78 | 1 | 2 | 1 | 76
| Portland | ΔTA | 10.4 | 13.2 | 13.2 | 13.4 | 13.3 | 12.5 | 12.7 | 13.6 | 16.4 | 14.7 | 12.2 | 10 | 13
| Portland | I | 343 | 600 | 877 | 1252 | 1537 | 1627 | 1708 | 1492 | 1196 | 728 | 391 | 302 | 1005 |  |  |  |  | 2 | 3 | 1 | 2 | 1 | 1
| Portland | ΔTV | 0 | 0 | 0 | 0 | 0 | 0 | 0 | 0 | 0 | 0 | 0 | 0 | 0
| Portland | TAA | 503.5 | 504.3 | 505.7 | 508.2 | 512.75 | 516.55 | 520.05 | 520.5 | 518.2 | 512.25 | 506.7 | 503.2 | 51.4
| Portland | TB | 503.5 | 504.3 | 505.7 | 508.2 | 512.75 | 516.55 | 520.05 | 520.5 | 518.2 | 512.25 | 506.7 | 503.2 | 11578.6
| Portland | TLN | 43.9 | 44.7 | 46.1 | 48.6 | 53.15 | 56.95 | 60.45 | 60.9 | 58.6 | 52.65 | 47.1 | 43.6 | 51.3917
| Portland | TLX | 43.9 | 44.7 | 46.1 | 48.6 | 53.15 | 56.95 | 60.45 | 60.9 | 58.6 | 52.65 | 47.1 | 43.6 | 51.3917
| Portland | TLA | 43.9 | 44.7 | 46.1 | 48.6 | 53.15 | 56.95 | 60.45 | 60.9 | 58.6 | 52.65 | 47.1 | 43.6 | 51.3917
| Portland | TV | 43.9 | 44.7 | 46.1 | 48.6 | 53.15 | 56.95 | 60.45 | 60.9 | 58.6 | 52.65 | 47.1 | 43.6 | 51.3917
FX - 11 | Portland | TAN | 498.3 | 497.7 | 499.1 | 501.5 | 506.1 | 510.3 | 513.7 | 513.7 | 510 | 504.9 | 500.6 | 498.2 | 44.9 |  | 21 | 11 | 3 | 2 | 3 | 1 | 2 | 1 | 1 | 11 | 6 | 3 | 13 | 12 | 14 | 77 | 78 | 1 | 2 | 1 | 76
| Portland | TAX | 508.7 | 510.9 | 512.3 | 514.9 | 519.4 | 522.8 | 526.4 | 527.3 | 526.4 | 519.6 | 512.8 | 508.2 | 57.9 |  |  |  |  | 2 | 3 | 1 | 2 | 1 | 1 | 11 | 6 | 3 | 13 | 12 | 14 | 77 | 78 | 1 | 2 | 1 | 76
| Portland | αS | 0.25 | 0.25 | 0.25 | 0.25 | 0.25 | 0.25 | 0.25 | 0.25 | 0.25 | 0.25 | 0.25 | 0.25 | 0.25 | [10 empty] | 11 | 6 | 3 | 13 | 12 | 14 | 77 | 78 | 1 | 2 | 1 | 76
| Portland | αR | 0.25 | 0.25 | 0.25 | 0.25 | 0.25 | 0.25 | 0.25 | 0.25 | 0.25 | 0.25 | 0.25 | 0.25 | 0.25 | [10 empty] | 11 | 6 | 3 | 13 | 12 | 14 | 77 | 78 | 1 | 2 | 1 | 76
| Portland | α | 0.25 | 0.25 | 0.25 | 0.25 | 0.25 | 0.25 | 0.25 | 0.25 | 0.25 | 0.25 | 0.25 | 0.25 | 0.25 | [10 empty] | 11 | 6 | 3 | 13 | 12 | 14 | 77 | 78 | 1 | 2 | 1 | 76
| Portland | ΔTA | 10.4 | 13.2 | 13.2 | 13.4 | 13.3 | 12.5 | 12.7 | 13.6 | 16.4 | 14.7 | 12.2 | 10 | 13
| Portland | I | 343 | 600 | 877 | 1252 | 1537 | 1627 | 1708 | 1492 | 1196 | 728 | 391 | 302 | 1005 |  |  |  |  | 2 | 3 | 1 | 2 | 1 | 1
| Portland | ΔTV | 8.995 | 12.24 | 13.625 | 15.64 | 16.995 | 16.885 | 17.43 | 16.98 | 17.46 | 13.93 | 10.495 | 8.51 | 14.125
| Portland | TAA | 503.5 | 504.3 | 505.7 | 508.2 | 512.75 | 516.55 | 520.05 | 520.5 | 518.2 | 512.25 | 506.7 | 503.2 | 51.4
| Portland | TB | 503.7572 | 504.75 | 506.3578 | 509.139 | 513.9027 | 517.7703 | 521.331 | 521.619 | 519.097 | 512.796 | 506.9933 | 503.4265 | 459.6
| Portland | TLN | 42.4031 | 43.08 | 44.9509 | 48.0484 | 53.1029 | 57.2159 | 60.8136 | 60.7164 | 57.3532 | 50.9476 | 45.3247 | 42.1134 | 50.5058
| Portland | TLX | 46.5631 | 48.36 | 50.2309 | 53.4084 | 58.4229 | 62.2159 | 65.8936 | 66.1564 | 63.9132 | 56.8276 | 50.2047 | 46.1134 | 55.6925
| Portland | TLA | 44.4831 | 45.72 | 47.5909 | 50.7284 | 55.7629 | 59.7159 | 63.3536 | 63.4364 | 60.6332 | 53.8876 | 47.7647 | 44.1134 | 53.0992
| Portland | TV | 44.7489 | 46.185 | 48.2706 | 51.6987 | 56.9541 | 60.9768 | 64.6773 | 64.5927 | 61.5601 | 54.4518 | 48.0677 | 44.3475 | 53.8776
FX - 12 | Portland | TAN | 498.3 | 497.7 | 499.1 | 501.5 | 506.1 | 510.3 | 513.7 | 513.7 | 510 | 504.9 | 500.6 | 498.2 | 44.9 |  | 23 | 12 | 3 | 2 | 3 | 1 | 2 | 1 | 1 | 12 | 6 | 3 | 13 | 12 | 14 | 77 | 78 | 1 | 2 | 1 | 76
| Portland | TAX | 508.7 | 510.9 | 512.3 | 514.9 | 519.4 | 522.8 | 526.4 | 527.3 | 526.4 | 519.6 | 512.8 | 508.2 | 57.9 |  |  |  |  | 2 | 3 | 1 | 2 | 1 | 1 | 12 | 6 | 3 | 13 | 12 | 14 | 77 | 78 | 1 | 2 | 1 | 76
| Portland | αS | 0.25 | 0.25 | 0.25 | 0.25 | 0.25 | 0.25 | 0.25 | 0.25 | 0.25 | 0.25 | 0.25 | 0.25 | 0.25 | [10 empty] | 12 | 6 | 3 | 13 | 12 | 14 | 77 | 78 | 1 | 2 | 1 | 76
| Portland | αR | 0.25 | 0.25 | 0.25 | 0.25 | 0.25 | 0.25 | 0.25 | 0.25 | 0.25 | 0.25 | 0.25 | 0.25 | 0.25 | [10 empty] | 12 | 6 | 3 | 13 | 12 | 14 | 77 | 78 | 1 | 2 | 1 | 76
| Portland | α | 0.25 | 0.25 | 0.25 | 0.25 | 0.25 | 0.25 | 0.25 | 0.25 | 0.25 | 0.25 | 0.25 | 0.25 | 0.25 | [10 empty] | 12 | 6 | 3 | 13 | 12 | 14 | 77 | 78 | 1 | 2 | 1 | 76
| Portland | ΔTA | 10.4 | 13.2 | 13.2 | 13.4 | 13.3 | 12.5 | 12.7 | 13.6 | 16.4 | 14.7 | 12.2 | 10 | 13
| Portland | I | 343 | 600 | 877 | 1252 | 1537 | 1627 | 1708 | 1492 | 1196 | 728 | 391 | 302 | 1005 |  |  |  |  | 2 | 3 | 1 | 2 | 1 | 1
| Portland | ΔTV | 8.995 | 12.24 | 13.625 | 15.64 | 16.995 | 16.885 | 17.43 | 16.98 | 17.46 | 13.93 | 10.495 | 8.51 | 14.125
| Portland | TAA | 503.5 | 504.3 | 505.7 | 508.2 | 512.75 | 516.55 | 520.05 | 520.5 | 518.2 | 512.25 | 506.7 | 503.2 | 51.4
| Portland | TB | 503.7572 | 504.75 | 506.3578 | 509.139 | 513.9027 | 517.7703 | 521.331 | 521.619 | 519.097 | 512.796 | 506.9933 | 503.4265 | 32042.6
| Portland | TLN | 42.4031 | 43.08 | 44.9509 | 48.0484 | 53.1029 | 57.2159 | 60.8136 | 60.7164 | 57.3532 | 50.9476 | 45.3247 | 42.1134 | 50.5058
| Portland | TLX | 46.5631 | 48.36 | 50.2309 | 53.4084 | 58.4229 | 62.2159 | 65.8936 | 66.1564 | 63.9132 | 56.8276 | 50.2047 | 46.1134 | 55.6925
| Portland | TLA | 44.4831 | 45.72 | 47.5909 | 50.7284 | 55.7629 | 59.7159 | 63.3536 | 63.4364 | 60.6332 | 53.8876 | 47.7647 | 44.1134 | 53.0992
| Portland | TV | 44.7489 | 46.185 | 48.2706 | 51.6987 | 56.9541 | 60.9768 | 64.6773 | 64.5927 | 61.5601 | 54.4518 | 48.0677 | 44.3475 | 53.8776
FX - 13 | Portland | TAN | 498.3 | 497.7 | 499.1 | 501.5 | 506.1 | 510.3 | 513.7 | 513.7 | 510 | 504.9 | 500.6 | 498.2 | 44.9 |  | 25 | 13 | 3 | 2 | 3 | 1 | 2 | 1 | 1 | 13 | 6 | 3 | 13 | 12 | 14 | 77 | 78 | 1 | 2 | 1 | 76
| Portland | TAX | 508.7 | 510.9 | 512.3 | 514.9 | 519.4 | 522.8 | 526.4 | 527.3 | 526.4 | 519.6 | 512.8 | 508.2 | 57.9 |  |  |  |  | 2 | 3 | 1 | 2 | 1 | 1 | 13 | 6 | 3 | 13 | 12 | 14 | 77 | 78 | 1 | 2 | 1 | 76
| Portland | αS | 0.25 | 0.25 | 0.25 | 0.25 | 0.25 | 0.25 | 0.25 | 0.25 | 0.25 | 0.25 | 0.25 | 0.25 | 0.25 | [10 empty] | 13 | 6 | 3 | 13 | 12 | 14 | 77 | 78 | 1 | 2 | 1 | 76
| Portland | αR | 0.58 | 0.58 | 0.58 | 0.58 | 0.58 | 0.58 | 0.58 | 0.58 | 0.58 | 0.58 | 0.58 | 0.58 | 0.58 | [10 empty] | 13 | 6 | 3 | 13 | 12 | 14 | 77 | 78 | 1 | 2 | 1 | 76
| Portland | α | 0.415 | 0.415 | 0.415 | 0.415 | 0.415 | 0.415 | 0.415 | 0.415 | 0.415 | 0.415 | 0.415 | 0.415 | 0.415 | [10 empty] | 13 | 6 | 3 | 13 | 12 | 14 | 77 | 78 | 1 | 2 | 1 | 76
| Portland | ΔTA | 10.4 | 13.2 | 13.2 | 13.4 | 13.3 | 12.5 | 12.7 | 13.6 | 16.4 | 14.7 | 12.2 | 10 | 13
| Portland | I | 343 | 600 | 877 | 1252 | 1537 | 1627 | 1708 | 1492 | 1196 | 728 | 391 | 302 | 1005 |  |  |  |  | 2 | 3 | 1 | 2 | 1 | 1
| Portland | ΔTV | 10.1269 | 14.22 | 16.5191 | 19.7716 | 22.0671 | 22.2541 | 23.0664 | 21.9036 | 21.4068 | 16.3324 | 11.7853 | 9.5066 | 17.4415
| Portland | TAA | 503.5 | 504.3 | 505.7 | 508.2 | 512.75 | 516.55 | 520.05 | 520.5 | 518.2 | 512.25 | 506.7 | 503.2 | 51.4
| Portland | TB | 503.7572 | 504.75 | 506.3578 | 509.139 | 513.9027 | 517.7703 | 521.331 | 521.619 | 519.097 | 512.796 | 506.9933 | 503.4265 | 459.6
| Portland | TLN | 42.6861 | 43.575 | 45.6744 | 49.0813 | 54.3709 | 58.5582 | 62.2227 | 61.9473 | 58.3399 | 51.5482 | 45.6473 | 42.3625 | 51.3345
| Portland | TLX | 46.8461 | 48.855 | 50.9544 | 54.4413 | 59.6909 | 63.5582 | 67.3027 | 67.3873 | 64.8999 | 57.4282 | 50.5273 | 46.3625 | 56.5212
| Portland | TLA | 44.7661 | 46.215 | 48.3144 | 51.7613 | 57.0309 | 61.0582 | 64.7627 | 64.6673 | 61.6199 | 54.4882 | 48.0873 | 44.3625 | 53.9278
| Portland | TV | 45.2583 | 47.076 | 49.5729 | 53.5579 | 59.2365 | 63.3929 | 67.2137 | 66.8083 | 63.3362 | 55.5329 | 48.6484 | 44.7959 | 55.3692
FX - 14 | Portland | TAN | 498.3 | 497.7 | 499.1 | 501.5 | 506.1 | 510.3 | 513.7 | 513.7 | 510 | 504.9 | 500.6 | 498.2 | 44.9 |  | 27 | 14 | 3 | 2 | 3 | 1 | 2 | 1 | 1 | 14 | 6 | 3 | 13 | 12 | 14 | 77 | 78 | 1 | 2 | 1 | 76
| Portland | TAX | 508.7 | 510.9 | 512.3 | 514.9 | 519.4 | 522.8 | 526.4 | 527.3 | 526.4 | 519.6 | 512.8 | 508.2 | 57.9 |  |  |  |  | 2 | 3 | 1 | 2 | 1 | 1 | 14 | 6 | 3 | 13 | 12 | 14 | 77 | 78 | 1 | 2 | 1 | 76
| Portland | αS | 0.58 | 0.58 | 0.58 | 0.58 | 0.58 | 0.58 | 0.58 | 0.58 | 0.58 | 0.58 | 0.58 | 0.58 | 0.58 | [10 empty] | 14 | 6 | 3 | 13 | 12 | 14 | 77 | 78 | 1 | 2 | 1 | 76
| Portland | αR | 0.58 | 0.58 | 0.58 | 0.58 | 0.58 | 0.58 | 0.58 | 0.58 | 0.58 | 0.58 | 0.58 | 0.58 | 0.58 | [10 empty] | 14 | 6 | 3 | 13 | 12 | 14 | 77 | 78 | 1 | 2 | 1 | 76
| Portland | α | 0.58 | 0.58 | 0.58 | 0.58 | 0.58 | 0.58 | 0.58 | 0.58 | 0.58 | 0.58 | 0.58 | 0.58 | 0.58 | [10 empty] | 14 | 6 | 3 | 13 | 12 | 14 | 77 | 78 | 1 | 2 | 1 | 76
| Portland | ΔTA | 10.4 | 13.2 | 13.2 | 13.4 | 13.3 | 12.5 | 12.7 | 13.6 | 16.4 | 14.7 | 12.2 | 10 | 13
| Portland | I | 343 | 600 | 877 | 1252 | 1537 | 1627 | 1708 | 1492 | 1196 | 728 | 391 | 302 | 1005 |  |  |  |  | 2 | 3 | 1 | 2 | 1 | 1
| Portland | ΔTV | 11.2588 | 16.2 | 19.4132 | 23.9032 | 27.1392 | 27.6232 | 28.7028 | 26.8272 | 25.3536 | 18.7348 | 13.0756 | 10.5032 | 20.758
| Portland | TAA | 503.5 | 504.3 | 505.7 | 508.2 | 512.75 | 516.55 | 520.05 | 520.5 | 518.2 | 512.25 | 506.7 | 503.2 | 51.4
| Portland | TB | 504.0968 | 505.344 | 507.226 | 510.3785 | 515.4244 | 519.381 | 523.0219 | 523.0961 | 520.281 | 513.5167 | 507.3803 | 503.7255 | 5042.6
| Portland | TLN | 43.1728 | 44.4264 | 46.9189 | 50.8579 | 56.5519 | 60.8669 | 64.6464 | 64.0644 | 60.037 | 52.5812 | 46.2021 | 42.7911 | 52.7598
| Portland | TLX | 47.3328 | 49.7064 | 52.1989 | 56.2179 | 61.8719 | 65.8669 | 69.7264 | 69.5044 | 66.597 | 58.4612 | 51.0821 | 46.7911 | 57.9464
| Portland | TLA | 45.2528 | 47.0664 | 49.5589 | 53.5379 | 59.2119 | 63.3669 | 67.1864 | 66.7844 | 63.317 | 55.5212 | 48.6421 | 44.7911 | 55.3531
| Portland | TV | 45.8695 | 48.1452 | 51.1357 | 55.789 | 61.9755 | 66.2922 | 70.2573 | 69.4671 | 65.4674 | 56.8302 | 49.3451 | 45.3341 | 57.159
FX - 15 | Portland | TAN | 498.3 | 497.7 | 499.1 | 501.5 | 506.1 | 510.3 | 513.7 | 513.7 | 510 | 504.9 | 500.6 | 498.2 | 44.9 |  | 29 | 15 | 3 | 2 | 3 | 1 | 2 | 1 | 1 | 15 | 6 | 3 | 13 | 12 | 14 | 77 | 78 | 1 | 2 | 1 | 76
| Portland | TAX | 508.7 | 510.9 | 512.3 | 514.9 | 519.4 | 522.8 | 526.4 | 527.3 | 526.4 | 519.6 | 512.8 | 508.2 | 57.9 |  |  |  |  | 2 | 3 | 1 | 2 | 1 | 1 | 15 | 6 | 3 | 13 | 12 | 14 | 77 | 78 | 1 | 2 | 1 | 76
| Portland | αS | N/A | N/A | N/A | N/A | N/A | N/A | N/A | N/A | N/A | N/A | N/A | N/A | N/A | [10 empty] | 15 | 6 | 3 | 13 | 12 | 14 | 77 | 78 | 1 | 2 | 1 | 76
| Portland | αR | N/A | N/A | N/A | N/A | N/A | N/A | N/A | N/A | N/A | N/A | N/A | N/A | N/A | [10 empty] | 15 | 6 | 3 | 13 | 12 | 14 | 77 | 78 | 1 | 2 | 1 | 76
| Portland | α | Insulated | Insulated | Insulated | Insulated | Insulated | Insulated | Insulated | Insulated | Insulated | Insulated | Insulated | Insulated | Insulated | [10 empty] | 15 | 6 | 3 | 13 | 12 | 14 | 77 | 78 | 1 | 2 | 1 | 76
| Portland | ΔTA | 10.4 | 13.2 | 13.2 | 13.4 | 13.3 | 12.5 | 12.7 | 13.6 | 16.4 | 14.7 | 12.2 | 10 | 13
| Portland | I | 343 | 600 | 877 | 1252 | 1537 | 1627 | 1708 | 1492 | 1196 | 728 | 391 | 302 | 1005 |  |  |  |  | 2 | 3 | 1 | 2 | 1 | 1
| Portland | ΔTV | 0 | 0 | 0 | 0 | 0 | 0 | 0 | 0 | 0 | 0 | 0 | 0 | 0
| Portland | TAA | 503.5 | 504.3 | 505.7 | 508.2 | 512.75 | 516.55 | 520.05 | 520.5 | 518.2 | 512.25 | 506.7 | 503.2 | 51.4
| Portland | TB | 503.5 | 504.3 | 505.7 | 508.2 | 512.75 | 516.55 | 520.05 | 520.5 | 518.2 | 512.25 | 506.7 | 503.2 | 5042.6
| Portland | TLN | 43.9 | 44.7 | 46.1 | 48.6 | 53.15 | 56.95 | 60.45 | 60.9 | 58.6 | 52.65 | 47.1 | 43.6 | 51.3917
| Portland | TLX | 43.9 | 44.7 | 46.1 | 48.6 | 53.15 | 56.95 | 60.45 | 60.9 | 58.6 | 52.65 | 47.1 | 43.6 | 51.3917
| Portland | TLA | 43.9 | 44.7 | 46.1 | 48.6 | 53.15 | 56.95 | 60.45 | 60.9 | 58.6 | 52.65 | 47.1 | 43.6 | 51.3917
| Portland | TV | 43.9 | 44.7 | 46.1 | 48.6 | 53.15 | 56.95 | 60.45 | 60.9 | 58.6 | 52.65 | 47.1 | 43.6 | 51.3917
FX - 16 | Portland | TAN | 498.3 | 497.7 | 499.1 | 501.5 | 506.1 | 510.3 | 513.7 | 513.7 | 510 | 504.9 | 500.6 | 498.2 | 44.9 |  | 31 | 16 | 3 | 2 | 3 | 1 | 2 | 1 | 1 | 16 | 6 | 3 | 13 | 12 | 14 | 77 | 78 | 1 | 2 | 1 | 76
| Portland | TAX | 508.7 | 510.9 | 512.3 | 514.9 | 519.4 | 522.8 | 526.4 | 527.3 | 526.4 | 519.6 | 512.8 | 508.2 | 57.9 |  |  |  |  | 2 | 3 | 1 | 2 | 1 | 1 | 16 | 6 | 3 | 13 | 12 | 14 | 77 | 78 | 1 | 2 | 1 | 76
| Portland | αS | N/A | N/A | N/A | N/A | N/A | N/A | N/A | N/A | N/A | N/A | N/A | N/A | N/A | [10 empty] | 16 | 6 | 3 | 13 | 12 | 14 | 77 | 78 | 1 | 2 | 1 | 76
| Portland | αR | N/A | N/A | N/A | N/A | N/A | N/A | N/A | N/A | N/A | N/A | N/A | N/A | N/A | [10 empty] | 16 | 6 | 3 | 13 | 12 | 14 | 77 | 78 | 1 | 2 | 1 | 76
| Portland | α | Insulated | Insulated | Insulated | Insulated | Insulated | Insulated | Insulated | Insulated | Insulated | Insulated | Insulated | Insulated | Insulated | [10 empty] | 16 | 6 | 3 | 13 | 12 | 14 | 77 | 78 | 1 | 2 | 1 | 76
| Portland | ΔTA | 10.4 | 13.2 | 13.2 | 13.4 | 13.3 | 12.5 | 12.7 | 13.6 | 16.4 | 14.7 | 12.2 | 10 | 13
| Portland | I | 343 | 600 | 877 | 1252 | 1537 | 1627 | 1708 | 1492 | 1196 | 728 | 391 | 302 | 1005 |  |  |  |  | 2 | 3 | 1 | 2 | 1 | 1
| Portland | ΔTV | 0 | 0 | 0 | 0 | 0 | 0 | 0 | 0 | 0 | 0 | 0 | 0 | 0
| Portland | TAA | 503.5 | 504.3 | 505.7 | 508.2 | 512.75 | 516.55 | 520.05 | 520.5 | 518.2 | 512.25 | 506.7 | 503.2 | 51.4
| Portland | TB | 503.5 | 504.3 | 505.7 | 508.2 | 512.75 | 516.55 | 520.05 | 520.5 | 518.2 | 512.25 | 506.7 | 503.2 | 5042.6
| Portland | TLN | 43.9 | 44.7 | 46.1 | 48.6 | 53.15 | 56.95 | 60.45 | 60.9 | 58.6 | 52.65 | 47.1 | 43.6 | 51.3917
| Portland | TLX | 43.9 | 44.7 | 46.1 | 48.6 | 53.15 | 56.95 | 60.45 | 60.9 | 58.6 | 52.65 | 47.1 | 43.6 | 51.3917
| Portland | TLA | 43.9 | 44.7 | 46.1 | 48.6 | 53.15 | 56.95 | 60.45 | 60.9 | 58.6 | 52.65 | 47.1 | 43.6 | 51.3917
| Portland | TV | 43.9 | 44.7 | 46.1 | 48.6 | 53.15 | 56.95 | 60.45 | 60.9 | 58.6 | 52.65 | 47.1 | 43.6 | 51.3917
FX - 17 | Portland | TAN | 498.3 | 497.7 | 499.1 | 501.5 | 506.1 | 510.3 | 513.7 | 513.7 | 510 | 504.9 | 500.6 | 498.2 | 44.9 |  | 33 | 17 | 3 | 2 | 3 | 1 | 2 | 1 | 1 | 17 | 6 | 3 | 13 | 12 | 14 | 77 | 78 | 1 | 2 | 1 | 76
| Portland | TAX | 508.7 | 510.9 | 512.3 | 514.9 | 519.4 | 522.8 | 526.4 | 527.3 | 526.4 | 519.6 | 512.8 | 508.2 | 57.9 |  |  |  |  | 2 | 3 | 1 | 2 | 1 | 1 | 17 | 6 | 3 | 13 | 12 | 14 | 77 | 78 | 1 | 2 | 1 | 76
| Portland | αS | N/A | N/A | N/A | N/A | N/A | N/A | N/A | N/A | N/A | N/A | N/A | N/A | N/A | [10 empty] | 17 | 6 | 3 | 13 | 12 | 14 | 77 | 78 | 1 | 2 | 1 | 76
| Portland | αR | N/A | N/A | N/A | N/A | N/A | N/A | N/A | N/A | N/A | N/A | N/A | N/A | N/A | [10 empty] | 17 | 6 | 3 | 13 | 12 | 14 | 77 | 78 | 1 | 2 | 1 | 76
| Portland | α | Insulated | Insulated | Insulated | Insulated | Insulated | Insulated | Insulated | Insulated | Insulated | Insulated | Insulated | Insulated | Insulated | [10 empty] | 17 | 6 | 3 | 13 | 12 | 14 | 77 | 78 | 1 | 2 | 1 | 76
| Portland | ΔTA | 10.4 | 13.2 | 13.2 | 13.4 | 13.3 | 12.5 | 12.7 | 13.6 | 16.4 | 14.7 | 12.2 | 10 | 13
| Portland | I | 343 | 600 | 877 | 1252 | 1537 | 1627 | 1708 | 1492 | 1196 | 728 | 391 | 302 | 1005 |  |  |  |  | 2 | 3 | 1 | 2 | 1 | 1
| Portland | ΔTV | 0 | 0 | 0 | 0 | 0 | 0 | 0 | 0 | 0 | 0 | 0 | 0 | 0
| Portland | TAA | 503.5 | 504.3 | 505.7 | 508.2 | 512.75 | 516.55 | 520.05 | 520.5 | 518.2 | 512.25 | 506.7 | 503.2 | 51.4
| Portland | TB | 503.5 | 504.3 | 505.7 | 508.2 | 512.75 | 516.55 | 520.05 | 520.5 | 518.2 | 512.25 | 506.7 | 503.2 | 11649.6
| Portland | TLN | 43.9 | 44.7 | 46.1 | 48.6 | 53.15 | 56.95 | 60.45 | 60.9 | 58.6 | 52.65 | 47.1 | 43.6 | 51.3917
| Portland | TLX | 43.9 | 44.7 | 46.1 | 48.6 | 53.15 | 56.95 | 60.45 | 60.9 | 58.6 | 52.65 | 47.1 | 43.6 | 51.3917
| Portland | TLA | 43.9 | 44.7 | 46.1 | 48.6 | 53.15 | 56.95 | 60.45 | 60.9 | 58.6 | 52.65 | 47.1 | 43.6 | 51.3917
| Portland | TV | 43.9 | 44.7 | 46.1 | 48.6 | 53.15 | 56.95 | 60.45 | 60.9 | 58.6 | 52.65 | 47.1 | 43.6 | 51.3917
FX - 18 | Portland | TAN | 498.3 | 497.7 | 499.1 | 501.5 | 506.1 | 510.3 | 513.7 | 513.7 | 510 | 504.9 | 500.6 | 498.2 | 44.9 |  | 35 | 18 | 3 | 2 | 3 | 1 | 2 | 1 | 1 | 18 | 6 | 3 | 13 | 12 | 14 | 77 | 78 | 1 | 2 | 1 | 76
| Portland | TAX | 508.7 | 510.9 | 512.3 | 514.9 | 519.4 | 522.8 | 526.4 | 527.3 | 526.4 | 519.6 | 512.8 | 508.2 | 57.9 |  |  |  |  | 2 | 3 | 1 | 2 | 1 | 1 | 18 | 6 | 3 | 13 | 12 | 14 | 77 | 78 | 1 | 2 | 1 | 76
| Portland | αS | N/A | N/A | N/A | N/A | N/A | N/A | N/A | N/A | N/A | N/A | N/A | N/A | N/A | [10 empty] | 18 | 6 | 3 | 13 | 12 | 14 | 77 | 78 | 1 | 2 | 1 | 76
| Portland | αR | N/A | N/A | N/A | N/A | N/A | N/A | N/A | N/A | N/A | N/A | N/A | N/A | N/A | [10 empty] | 18 | 6 | 3 | 13 | 12 | 14 | 77 | 78 | 1 | 2 | 1 | 76
| Portland | α | Insulated | Insulated | Insulated | Insulated | Insulated | Insulated | Insulated | Insulated | Insulated | Insulated | Insulated | Insulated | Insulated | [10 empty] | 18 | 6 | 3 | 13 | 12 | 14 | 77 | 78 | 1 | 2 | 1 | 76
| Portland | ΔTA | 10.4 | 13.2 | 13.2 | 13.4 | 13.3 | 12.5 | 12.7 | 13.6 | 16.4 | 14.7 | 12.2 | 10 | 13
| Portland | I | 343 | 600 | 877 | 1252 | 1537 | 1627 | 1708 | 1492 | 1196 | 728 | 391 | 302 | 1005 |  |  |  |  | 2 | 3 | 1 | 2 | 1 | 1
| Portland | ΔTV | 0 | 0 | 0 | 0 | 0 | 0 | 0 | 0 | 0 | 0 | 0 | 0 | 0
| Portland | TAA | 503.5 | 504.3 | 505.7 | 508.2 | 512.75 | 516.55 | 520.05 | 520.5 | 518.2 | 512.25 | 506.7 | 503.2 | 51.4
| Portland | TB | 503.5 | 504.3 | 505.7 | 508.2 | 512.75 | 516.55 | 520.05 | 520.5 | 518.2 | 512.25 | 506.7 | 503.2 | 11649.6
| Portland | TLN | 43.9 | 44.7 | 46.1 | 48.6 | 53.15 | 56.95 | 60.45 | 60.9 | 58.6 | 52.65 | 47.1 | 43.6 | 51.3917
| Portland | TLX | 43.9 | 44.7 | 46.1 | 48.6 | 53.15 | 56.95 | 60.45 | 60.9 | 58.6 | 52.65 | 47.1 | 43.6 | 51.3917
| Portland | TLA | 43.9 | 44.7 | 46.1 | 48.6 | 53.15 | 56.95 | 60.45 | 60.9 | 58.6 | 52.65 | 47.1 | 43.6 | 51.3917
| Portland | TV | 43.9 | 44.7 | 46.1 | 48.6 | 53.15 | 56.95 | 60.45 | 60.9 | 58.6 | 52.65 | 47.1 | 43.6 | 51.3917
FX - 19 | Portland | TAN | 498.3 | 497.7 | 499.1 | 501.5 | 506.1 | 510.3 | 513.7 | 513.7 | 510 | 504.9 | 500.6 | 498.2 | 44.9 |  | 37 | 19 | 3 | 2 | 3 | 1 | 2 | 1 | 1 | 19 | 6 | 3 | 13 | 12 | 14 | 77 | 78 | 1 | 2 | 1 | 76
| Portland | TAX | 508.7 | 510.9 | 512.3 | 514.9 | 519.4 | 522.8 | 526.4 | 527.3 | 526.4 | 519.6 | 512.8 | 508.2 | 57.9 |  |  |  |  | 2 | 3 | 1 | 2 | 1 | 1 | 19 | 6 | 3 | 13 | 12 | 14 | 77 | 78 | 1 | 2 | 1 | 76
| Portland | αS | N/A | N/A | N/A | N/A | N/A | N/A | N/A | N/A | N/A | N/A | N/A | N/A | N/A | [10 empty] | 19 | 6 | 3 | 13 | 12 | 14 | 77 | 78 | 1 | 2 | 1 | 76
| Portland | αR | N/A | N/A | N/A | N/A | N/A | N/A | N/A | N/A | N/A | N/A | N/A | N/A | N/A | [10 empty] | 19 | 6 | 3 | 13 | 12 | 14 | 77 | 78 | 1 | 2 | 1 | 76
| Portland | α | Insulated | Insulated | Insulated | Insulated | Insulated | Insulated | Insulated | Insulated | Insulated | Insulated | Insulated | Insulated | Insulated | [10 empty] | 19 | 6 | 3 | 13 | 12 | 14 | 77 | 78 | 1 | 2 | 1 | 76
| Portland | ΔTA | 10.4 | 13.2 | 13.2 | 13.4 | 13.3 | 12.5 | 12.7 | 13.6 | 16.4 | 14.7 | 12.2 | 10 | 13
| Portland | I | 343 | 600 | 877 | 1252 | 1537 | 1627 | 1708 | 1492 | 1196 | 728 | 391 | 302 | 1005 |  |  |  |  | 2 | 3 | 1 | 2 | 1 | 1
| Portland | ΔTV | 0 | 0 | 0 | 0 | 0 | 0 | 0 | 0 | 0 | 0 | 0 | 0 | 0
| Portland | TAA | 503.5 | 504.3 | 505.7 | 508.2 | 512.75 | 516.55 | 520.05 | 520.5 | 518.2 | 512.25 | 506.7 | 503.2 | 51.4
| Portland | TB | 503.5 | 504.3 | 505.7 | 508.2 | 512.75 | 516.55 | 520.05 | 520.5 | 518.2 | 512.25 | 506.7 | 503.2 | 4959.6
| Portland | TLN | 43.9 | 44.7 | 46.1 | 48.6 | 53.15 | 56.95 | 60.45 | 60.9 | 58.6 | 52.65 | 47.1 | 43.6 | 51.3917
| Portland | TLX | 43.9 | 44.7 | 46.1 | 48.6 | 53.15 | 56.95 | 60.45 | 60.9 | 58.6 | 52.65 | 47.1 | 43.6 | 51.3917
| Portland | TLA | 43.9 | 44.7 | 46.1 | 48.6 | 53.15 | 56.95 | 60.45 | 60.9 | 58.6 | 52.65 | 47.1 | 43.6 | 51.3917
| Portland | TV | 43.9 | 44.7 | 46.1 | 48.6 | 53.15 | 56.95 | 60.45 | 60.9 | 58.6 | 52.65 | 47.1 | 43.6 | 51.3917
FX - 20 | Portland | TAN | 498.3 | 497.7 | 499.1 | 501.5 | 506.1 | 510.3 | 513.7 | 513.7 | 510 | 504.9 | 500.6 | 498.2 | 44.9 |  | 39 | 20 | 3 | 2 | 3 | 1 | 2 | 1 | 1 | 20 | 6 | 3 | 13 | 12 | 14 | 77 | 78 | 1 | 2 | 1 | 76
| Portland | TAX | 508.7 | 510.9 | 512.3 | 514.9 | 519.4 | 522.8 | 526.4 | 527.3 | 526.4 | 519.6 | 512.8 | 508.2 | 57.9 |  |  |  |  | 2 | 3 | 1 | 2 | 1 | 1 | 20 | 6 | 3 | 13 | 12 | 14 | 77 | 78 | 1 | 2 | 1 | 76
| Portland | αS | N/A | N/A | N/A | N/A | N/A | N/A | N/A | N/A | N/A | N/A | N/A | N/A | N/A | [10 empty] | 20 | 6 | 3 | 13 | 12 | 14 | 77 | 78 | 1 | 2 | 1 | 76
| Portland | αR | N/A | N/A | N/A | N/A | N/A | N/A | N/A | N/A | N/A | N/A | N/A | N/A | N/A | [10 empty] | 20 | 6 | 3 | 13 | 12 | 14 | 77 | 78 | 1 | 2 | 1 | 76
| Portland | α | Insulated | Insulated | Insulated | Insulated | Insulated | Insulated | Insulated | Insulated | Insulated | Insulated | Insulated | Insulated | Insulated | [10 empty] | 20 | 6 | 3 | 13 | 12 | 14 | 77 | 78 | 1 | 2 | 1 | 76
| Portland | ΔTA | 10.4 | 13.2 | 13.2 | 13.4 | 13.3 | 12.5 | 12.7 | 13.6 | 16.4 | 14.7 | 12.2 | 10 | 13
| Portland | I | 343 | 600 | 877 | 1252 | 1537 | 1627 | 1708 | 1492 | 1196 | 728 | 391 | 302 | 1005 |  |  |  |  | 2 | 3 | 1 | 2 | 1 | 1
| Portland | ΔTV | 0 | 0 | 0 | 0 | 0 | 0 | 0 | 0 | 0 | 0 | 0 | 0 | 0
| Portland | TAA | 503.5 | 504.3 | 505.7 | 508.2 | 512.75 | 516.55 | 520.05 | 520.5 | 518.2 | 512.25 | 506.7 | 503.2 | 51.4
| Portland | TB | 503.5 | 504.3 | 505.7 | 508.2 | 512.75 | 516.55 | 520.05 | 520.5 | 518.2 | 512.25 | 506.7 | 503.2 | 20601.6
| Portland | TLN | 43.9 | 44.7 | 46.1 | 48.6 | 53.15 | 56.95 | 60.45 | 60.9 | 58.6 | 52.65 | 47.1 | 43.6 | 51.3917
| Portland | TLX | 43.9 | 44.7 | 46.1 | 48.6 | 53.15 | 56.95 | 60.45 | 60.9 | 58.6 | 52.65 | 47.1 | 43.6 | 51.3917
| Portland | TLA | 43.9 | 44.7 | 46.1 | 48.6 | 53.15 | 56.95 | 60.45 | 60.9 | 58.6 | 52.65 | 47.1 | 43.6 | 51.3917
| Portland | TV | 43.9 | 44.7 | 46.1 | 48.6 | 53.15 | 56.95 | 60.45 | 60.9 | 58.6 | 52.65 | 47.1 | 43.6 | 51.3917
FX - 21 | Portland | TAN | 498.3 | 497.7 | 499.1 | 501.5 | 506.1 | 510.3 | 513.7 | 513.7 | 510 | 504.9 | 500.6 | 498.2 | 44.9 |  | 41 | 21 | 3 | 2 | 3 | 1 | 2 | 1 | 1 | 21 | 6 | 3 | 13 | 12 | 14 | 77 | 78 | 1 | 2 | 1 | 76
| Portland | TAX | 508.7 | 510.9 | 512.3 | 514.9 | 519.4 | 522.8 | 526.4 | 527.3 | 526.4 | 519.6 | 512.8 | 508.2 | 57.9 |  |  |  |  | 2 | 3 | 1 | 2 | 1 | 1 | 21 | 6 | 3 | 13 | 12 | 14 | 77 | 78 | 1 | 2 | 1 | 76
| Portland | αS | N/A | N/A | N/A | N/A | N/A | N/A | N/A | N/A | N/A | N/A | N/A | N/A | N/A | [10 empty] | 21 | 6 | 3 | 13 | 12 | 14 | 77 | 78 | 1 | 2 | 1 | 76
| Portland | αR | N/A | N/A | N/A | N/A | N/A | N/A | N/A | N/A | N/A | N/A | N/A | N/A | N/A | [10 empty] | 21 | 6 | 3 | 13 | 12 | 14 | 77 | 78 | 1 | 2 | 1 | 76
| Portland | α | Insulated | Insulated | Insulated | Insulated | Insulated | Insulated | Insulated | Insulated | Insulated | Insulated | Insulated | Insulated | Insulated | [10 empty] | 21 | 6 | 3 | 13 | 12 | 14 | 77 | 78 | 1 | 2 | 1 | 76
| Portland | ΔTA | 10.4 | 13.2 | 13.2 | 13.4 | 13.3 | 12.5 | 12.7 | 13.6 | 16.4 | 14.7 | 12.2 | 10 | 13
| Portland | I | 343 | 600 | 877 | 1252 | 1537 | 1627 | 1708 | 1492 | 1196 | 728 | 391 | 302 | 1005 |  |  |  |  | 2 | 3 | 1 | 2 | 1 | 1
| Portland | ΔTV | 0 | 0 | 0 | 0 | 0 | 0 | 0 | 0 | 0 | 0 | 0 | 0 | 0
| Portland | TAA | 503.5 | 504.3 | 505.7 | 508.2 | 512.75 | 516.55 | 520.05 | 520.5 | 518.2 | 512.25 | 506.7 | 503.2 | 51.4
| Portland | TB | 503.5 | 504.3 | 505.7 | 508.2 | 512.75 | 516.55 | 520.05 | 520.5 | 518.2 | 512.25 | 506.7 | 503.2 | 56409.6
| Portland | TLN | 43.9 | 44.7 | 46.1 | 48.6 | 53.15 | 56.95 | 60.45 | 60.9 | 58.6 | 52.65 | 47.1 | 43.6 | 51.3917
| Portland | TLX | 43.9 | 44.7 | 46.1 | 48.6 | 53.15 | 56.95 | 60.45 | 60.9 | 58.6 | 52.65 | 47.1 | 43.6 | 51.3917
| Portland | TLA | 43.9 | 44.7 | 46.1 | 48.6 | 53.15 | 56.95 | 60.45 | 60.9 | 58.6 | 52.65 | 47.1 | 43.6 | 51.3917
| Portland | TV | 43.9 | 44.7 | 46.1 | 48.6 | 53.15 | 56.95 | 60.45 | 60.9 | 58.6 | 52.65 | 47.1 | 43.6 | 51.3917
FX - 22 | Portland | TAN | 498.3 | 497.7 | 499.1 | 501.5 | 506.1 | 510.3 | 513.7 | 513.7 | 510 | 504.9 | 500.6 | 498.2 | 44.9 |  | 43 | 22 | 3 | 2 | 3 | 1 | 2 | 1 | 1 | 22 | 6 | 3 | 13 | 12 | 14 | 77 | 78 | 1 | 2 | 1 | 76
| Portland | TAX | 508.7 | 510.9 | 512.3 | 514.9 | 519.4 | 522.8 | 526.4 | 527.3 | 526.4 | 519.6 | 512.8 | 508.2 | 57.9 |  |  |  |  | 2 | 3 | 1 | 2 | 1 | 1 | 22 | 6 | 3 | 13 | 12 | 14 | 77 | 78 | 1 | 2 | 1 | 76
| Portland | αS | N/A | N/A | N/A | N/A | N/A | N/A | N/A | N/A | N/A | N/A | N/A | N/A | N/A | [10 empty] | 22 | 6 | 3 | 13 | 12 | 14 | 77 | 78 | 1 | 2 | 1 | 76
| Portland | αR | N/A | N/A | N/A | N/A | N/A | N/A | N/A | N/A | N/A | N/A | N/A | N/A | N/A | [10 empty] | 22 | 6 | 3 | 13 | 12 | 14 | 77 | 78 | 1 | 2 | 1 | 76
| Portland | α | Insulated | Insulated | Insulated | Insulated | Insulated | Insulated | Insulated | Insulated | Insulated | Insulated | Insulated | Insulated | Insulated | [10 empty] | 22 | 6 | 3 | 13 | 12 | 14 | 77 | 78 | 1 | 2 | 1 | 76
| Portland | ΔTA | 10.4 | 13.2 | 13.2 | 13.4 | 13.3 | 12.5 | 12.7 | 13.6 | 16.4 | 14.7 | 12.2 | 10 | 13
| Portland | I | 343 | 600 | 877 | 1252 | 1537 | 1627 | 1708 | 1492 | 1196 | 728 | 391 | 302 | 1005 |  |  |  |  | 2 | 3 | 1 | 2 | 1 | 1
| Portland | ΔTV | 0 | 0 | 0 | 0 | 0 | 0 | 0 | 0 | 0 | 0 | 0 | 0 | 0
| Portland | TAA | 503.5 | 504.3 | 505.7 | 508.2 | 512.75 | 516.55 | 520.05 | 520.5 | 518.2 | 512.25 | 506.7 | 503.2 | 51.4
| Portland | TB | 503.5 | 504.3 | 505.7 | 508.2 | 512.75 | 516.55 | 520.05 | 520.5 | 518.2 | 512.25 | 506.7 | 503.2 | 81027.6
| Portland | TLN | 43.9 | 44.7 | 46.1 | 48.6 | 53.15 | 56.95 | 60.45 | 60.9 | 58.6 | 52.65 | 47.1 | 43.6 | 51.3917
| Portland | TLX | 43.9 | 44.7 | 46.1 | 48.6 | 53.15 | 56.95 | 60.45 | 60.9 | 58.6 | 52.65 | 47.1 | 43.6 | 51.3917
| Portland | TLA | 43.9 | 44.7 | 46.1 | 48.6 | 53.15 | 56.95 | 60.45 | 60.9 | 58.6 | 52.65 | 47.1 | 43.6 | 51.3917
| Portland | TV | 43.9 | 44.7 | 46.1 | 48.6 | 53.15 | 56.95 | 60.45 | 60.9 | 58.6 | 52.65 | 47.1 | 43.6 | 51.3917
FX - 23 | Portland | TAN | 498.3 | 497.7 | 499.1 | 501.5 | 506.1 | 510.3 | 513.7 | 513.7 | 510 | 504.9 | 500.6 | 498.2 | 44.9 |  | 45 | 23 | 3 | 2 | 3 | 1 | 2 | 1 | 1 | 23 | 6 | 3 | 13 | 12 | 14 | 77 | 78 | 1 | 2 | 1 | 76
| Portland | TAX | 508.7 | 510.9 | 512.3 | 514.9 | 519.4 | 522.8 | 526.4 | 527.3 | 526.4 | 519.6 | 512.8 | 508.2 | 57.9 |  |  |  |  | 2 | 3 | 1 | 2 | 1 | 1 | 23 | 6 | 3 | 13 | 12 | 14 | 77 | 78 | 1 | 2 | 1 | 76
| Portland | αS | N/A | N/A | N/A | N/A | N/A | N/A | N/A | N/A | N/A | N/A | N/A | N/A | N/A | [10 empty] | 23 | 6 | 3 | 13 | 12 | 14 | 77 | 78 | 1 | 2 | 1 | 76
| Portland | αR | N/A | N/A | N/A | N/A | N/A | N/A | N/A | N/A | N/A | N/A | N/A | N/A | N/A | [10 empty] | 23 | 6 | 3 | 13 | 12 | 14 | 77 | 78 | 1 | 2 | 1 | 76
| Portland | α | Insulated | Insulated | Insulated | Insulated | Insulated | Insulated | Insulated | Insulated | Insulated | Insulated | Insulated | Insulated | Insulated | [10 empty] | 23 | 6 | 3 | 13 | 12 | 14 | 77 | 78 | 1 | 2 | 1 | 76
| Portland | ΔTA | 10.4 | 13.2 | 13.2 | 13.4 | 13.3 | 12.5 | 12.7 | 13.6 | 16.4 | 14.7 | 12.2 | 10 | 13
| Portland | I | 343 | 600 | 877 | 1252 | 1537 | 1627 | 1708 | 1492 | 1196 | 728 | 391 | 302 | 1005 |  |  |  |  | 2 | 3 | 1 | 2 | 1 | 1
| Portland | ΔTV | 0 | 0 | 0 | 0 | 0 | 0 | 0 | 0 | 0 | 0 | 0 | 0 | 0
| Portland | TAA | 503.5 | 504.3 | 505.7 | 508.2 | 512.75 | 516.55 | 520.05 | 520.5 | 518.2 | 512.25 | 506.7 | 503.2 | 51.4
| Portland | TB | 503.5 | 504.3 | 505.7 | 508.2 | 512.75 | 516.55 | 520.05 | 520.5 | 518.2 | 512.25 | 506.7 | 503.2 | 459.6
| Portland | TLN | 43.9 | 44.7 | 46.1 | 48.6 | 53.15 | 56.95 | 60.45 | 60.9 | 58.6 | 52.65 | 47.1 | 43.6 | 51.3917
| Portland | TLX | 43.9 | 44.7 | 46.1 | 48.6 | 53.15 | 56.95 | 60.45 | 60.9 | 58.6 | 52.65 | 47.1 | 43.6 | 51.3917
| Portland | TLA | 43.9 | 44.7 | 46.1 | 48.6 | 53.15 | 56.95 | 60.45 | 60.9 | 58.6 | 52.65 | 47.1 | 43.6 | 51.3917
| Portland | TV | 43.9 | 44.7 | 46.1 | 48.6 | 53.15 | 56.95 | 60.45 | 60.9 | 58.6 | 52.65 | 47.1 | 43.6 | 51.3917
FX - 24 | Portland | TAN | 498.3 | 497.7 | 499.1 | 501.5 | 506.1 | 510.3 | 513.7 | 513.7 | 510 | 504.9 | 500.6 | 498.2 | 44.9 |  | 47 | 24 | 3 | 2 | 3 | 1 | 2 | 1 | 1 | 24 | 6 | 3 | 13 | 12 | 14 | 77 | 78 | 1 | 2 | 1 | 76
| Portland | TAX | 508.7 | 510.9 | 512.3 | 514.9 | 519.4 | 522.8 | 526.4 | 527.3 | 526.4 | 519.6 | 512.8 | 508.2 | 57.9 |  |  |  |  | 2 | 3 | 1 | 2 | 1 | 1 | 24 | 6 | 3 | 13 | 12 | 14 | 77 | 78 | 1 | 2 | 1 | 76
| Portland | αS | N/A | N/A | N/A | N/A | N/A | N/A | N/A | N/A | N/A | N/A | N/A | N/A | N/A | [10 empty] | 24 | 6 | 3 | 13 | 12 | 14 | 77 | 78 | 1 | 2 | 1 | 76
| Portland | αR | N/A | N/A | N/A | N/A | N/A | N/A | N/A | N/A | N/A | N/A | N/A | N/A | N/A | [10 empty] | 24 | 6 | 3 | 13 | 12 | 14 | 77 | 78 | 1 | 2 | 1 | 76
| Portland | α | Insulated | Insulated | Insulated | Insulated | Insulated | Insulated | Insulated | Insulated | Insulated | Insulated | Insulated | Insulated | Insulated | [10 empty] | 24 | 6 | 3 | 13 | 12 | 14 | 77 | 78 | 1 | 2 | 1 | 76
| Portland | ΔTA | 10.4 | 13.2 | 13.2 | 13.4 | 13.3 | 12.5 | 12.7 | 13.6 | 16.4 | 14.7 | 12.2 | 10 | 13
| Portland | I | 343 | 600 | 877 | 1252 | 1537 | 1627 | 1708 | 1492 | 1196 | 728 | 391 | 302 | 1005 |  |  |  |  | 2 | 3 | 1 | 2 | 1 | 1
| Portland | ΔTV | 0 | 0 | 0 | 0 | 0 | 0 | 0 | 0 | 0 | 0 | 0 | 0 | 0
| Portland | TAA | 503.5 | 504.3 | 505.7 | 508.2 | 512.75 | 516.55 | 520.05 | 520.5 | 518.2 | 512.25 | 506.7 | 503.2 | 51.4
| Portland | TB | 503.5 | 504.3 | 505.7 | 508.2 | 512.75 | 516.55 | 520.05 | 520.5 | 518.2 | 512.25 | 506.7 | 503.2 | 459.6
| Portland | TLN | 43.9 | 44.7 | 46.1 | 48.6 | 53.15 | 56.95 | 60.45 | 60.9 | 58.6 | 52.65 | 47.1 | 43.6 | 51.3917
| Portland | TLX | 43.9 | 44.7 | 46.1 | 48.6 | 53.15 | 56.95 | 60.45 | 60.9 | 58.6 | 52.65 | 47.1 | 43.6 | 51.3917
| Portland | TLA | 43.9 | 44.7 | 46.1 | 48.6 | 53.15 | 56.95 | 60.45 | 60.9 | 58.6 | 52.65 | 47.1 | 43.6 | 51.3917
| Portland | TV | 43.9 | 44.7 | 46.1 | 48.6 | 53.15 | 56.95 | 60.45 | 60.9 | 58.6 | 52.65 | 47.1 | 43.6 | 51.3917
FX - 25 | Portland | TAN | 498.3 | 497.7 | 499.1 | 501.5 | 506.1 | 510.3 | 513.7 | 513.7 | 510 | 504.9 | 500.6 | 498.2 | 44.9 |  | 49 | 25 | 3 | 2 | 3 | 1 | 2 | 1 | 1 | 25 | 6 | 3 | 13 | 12 | 14 | 77 | 78 | 1 | 2 | 1 | 76
| Portland | TAX | 508.7 | 510.9 | 512.3 | 514.9 | 519.4 | 522.8 | 526.4 | 527.3 | 526.4 | 519.6 | 512.8 | 508.2 | 57.9 |  |  |  |  | 2 | 3 | 1 | 2 | 1 | 1 | 25 | 6 | 3 | 13 | 12 | 14 | 77 | 78 | 1 | 2 | 1 | 76
| Portland | αS | N/A | N/A | N/A | N/A | N/A | N/A | N/A | N/A | N/A | N/A | N/A | N/A | N/A | [10 empty] | 25 | 6 | 3 | 13 | 12 | 14 | 77 | 78 | 1 | 2 | 1 | 76
| Portland | αR | N/A | N/A | N/A | N/A | N/A | N/A | N/A | N/A | N/A | N/A | N/A | N/A | N/A | [10 empty] | 25 | 6 | 3 | 13 | 12 | 14 | 77 | 78 | 1 | 2 | 1 | 76
| Portland | α | Insulated | Insulated | Insulated | Insulated | Insulated | Insulated | Insulated | Insulated | Insulated | Insulated | Insulated | Insulated | Insulated | [10 empty] | 25 | 6 | 3 | 13 | 12 | 14 | 77 | 78 | 1 | 2 | 1 | 76
| Portland | ΔTA | 10.4 | 13.2 | 13.2 | 13.4 | 13.3 | 12.5 | 12.7 | 13.6 | 16.4 | 14.7 | 12.2 | 10 | 13
| Portland | I | 343 | 600 | 877 | 1252 | 1537 | 1627 | 1708 | 1492 | 1196 | 728 | 391 | 302 | 1005 |  |  |  |  | 2 | 3 | 1 | 2 | 1 | 1
| Portland | ΔTV | 0 | 0 | 0 | 0 | 0 | 0 | 0 | 0 | 0 | 0 | 0 | 0 | 0
| Portland | TAA | 503.5 | 504.3 | 505.7 | 508.2 | 512.75 | 516.55 | 520.05 | 520.5 | 518.2 | 512.25 | 506.7 | 503.2 | 51.4
| Portland | TB | 503.5 | 504.3 | 505.7 | 508.2 | 512.75 | 516.55 | 520.05 | 520.5 | 518.2 | 512.25 | 506.7 | 503.2 | 459.6
| Portland | TLN | 43.9 | 44.7 | 46.1 | 48.6 | 53.15 | 56.95 | 60.45 | 60.9 | 58.6 | 52.65 | 47.1 | 43.6 | 51.3917
| Portland | TLX | 43.9 | 44.7 | 46.1 | 48.6 | 53.15 | 56.95 | 60.45 | 60.9 | 58.6 | 52.65 | 47.1 | 43.6 | 51.3917
| Portland | TLA | 43.9 | 44.7 | 46.1 | 48.6 | 53.15 | 56.95 | 60.45 | 60.9 | 58.6 | 52.65 | 47.1 | 43.6 | 51.3917
| Portland | TV | 43.9 | 44.7 | 46.1 | 48.6 | 53.15 | 56.95 | 60.45 | 60.9 | 58.6 | 52.65 | 47.1 | 43.6 | 51.3917
FX - 26 | Portland | TAN | 498.3 | 497.7 | 499.1 | 501.5 | 506.1 | 510.3 | 513.7 | 513.7 | 510 | 504.9 | 500.6 | 498.2 | 44.9 |  | 51 | 26 | 3 | 2 | 3 | 1 | 2 | 1 | 1 | 26 | 6 | 3 | 13 | 12 | 14 | 77 | 78 | 1 | 2 | 1 | 76
| Portland | TAX | 508.7 | 510.9 | 512.3 | 514.9 | 519.4 | 522.8 | 526.4 | 527.3 | 526.4 | 519.6 | 512.8 | 508.2 | 57.9 |  |  |  |  | 2 | 3 | 1 | 2 | 1 | 1 | 26 | 6 | 3 | 13 | 12 | 14 | 77 | 78 | 1 | 2 | 1 | 76
| Portland | αS | N/A | N/A | N/A | N/A | N/A | N/A | N/A | N/A | N/A | N/A | N/A | N/A | N/A | [10 empty] | 26 | 6 | 3 | 13 | 12 | 14 | 77 | 78 | 1 | 2 | 1 | 76
| Portland | αR | N/A | N/A | N/A | N/A | N/A | N/A | N/A | N/A | N/A | N/A | N/A | N/A | N/A | [10 empty] | 26 | 6 | 3 | 13 | 12 | 14 | 77 | 78 | 1 | 2 | 1 | 76
| Portland | α | Insulated | Insulated | Insulated | Insulated | Insulated | Insulated | Insulated | Insulated | Insulated | Insulated | Insulated | Insulated | Insulated | [10 empty] | 26 | 6 | 3 | 13 | 12 | 14 | 77 | 78 | 1 | 2 | 1 | 76
| Portland | ΔTA | 10.4 | 13.2 | 13.2 | 13.4 | 13.3 | 12.5 | 12.7 | 13.6 | 16.4 | 14.7 | 12.2 | 10 | 13
| Portland | I | 343 | 600 | 877 | 1252 | 1537 | 1627 | 1708 | 1492 | 1196 | 728 | 391 | 302 | 1005 |  |  |  |  | 2 | 3 | 1 | 2 | 1 | 1
| Portland | ΔTV | 0 | 0 | 0 | 0 | 0 | 0 | 0 | 0 | 0 | 0 | 0 | 0 | 0
| Portland | TAA | 503.5 | 504.3 | 505.7 | 508.2 | 512.75 | 516.55 | 520.05 | 520.5 | 518.2 | 512.25 | 506.7 | 503.2 | 51.4
| Portland | TB | 503.5 | 504.3 | 505.7 | 508.2 | 512.75 | 516.55 | 520.05 | 520.5 | 518.2 | 512.25 | 506.7 | 503.2 | 459.6
| Portland | TLN | 43.9 | 44.7 | 46.1 | 48.6 | 53.15 | 56.95 | 60.45 | 60.9 | 58.6 | 52.65 | 47.1 | 43.6 | 51.3917
| Portland | TLX | 43.9 | 44.7 | 46.1 | 48.6 | 53.15 | 56.95 | 60.45 | 60.9 | 58.6 | 52.65 | 47.1 | 43.6 | 51.3917
| Portland | TLA | 43.9 | 44.7 | 46.1 | 48.6 | 53.15 | 56.95 | 60.45 | 60.9 | 58.6 | 52.65 | 47.1 | 43.6 | 51.3917
| Portland | TV | 43.9 | 44.7 | 46.1 | 48.6 | 53.15 | 56.95 | 60.45 | 60.9 | 58.6 | 52.65 | 47.1 | 43.6 | 51.3917
FX - 27 | Portland | TAN | 498.3 | 497.7 | 499.1 | 501.5 | 506.1 | 510.3 | 513.7 | 513.7 | 510 | 504.9 | 500.6 | 498.2 | 44.9 |  | 53 | 27 | 3 | 2 | 3 | 1 | 2 | 1 | 1 | 27 | 6 | 3 | 13 | 12 | 14 | 77 | 78 | 1 | 2 | 1 | 76
| Portland | TAX | 508.7 | 510.9 | 512.3 | 514.9 | 519.4 | 522.8 | 526.4 | 527.3 | 526.4 | 519.6 | 512.8 | 508.2 | 57.9 |  |  |  |  | 2 | 3 | 1 | 2 | 1 | 1 | 27 | 6 | 3 | 13 | 12 | 14 | 77 | 78 | 1 | 2 | 1 | 76
| Portland | αS | N/A | N/A | N/A | N/A | N/A | N/A | N/A | N/A | N/A | N/A | N/A | N/A | N/A | [10 empty] | 27 | 6 | 3 | 13 | 12 | 14 | 77 | 78 | 1 | 2 | 1 | 76
| Portland | αR | N/A | N/A | N/A | N/A | N/A | N/A | N/A | N/A | N/A | N/A | N/A | N/A | N/A | [10 empty] | 27 | 6 | 3 | 13 | 12 | 14 | 77 | 78 | 1 | 2 | 1 | 76
| Portland | α | Insulated | Insulated | Insulated | Insulated | Insulated | Insulated | Insulated | Insulated | Insulated | Insulated | Insulated | Insulated | Insulated | [10 empty] | 27 | 6 | 3 | 13 | 12 | 14 | 77 | 78 | 1 | 2 | 1 | 76
| Portland | ΔTA | 10.4 | 13.2 | 13.2 | 13.4 | 13.3 | 12.5 | 12.7 | 13.6 | 16.4 | 14.7 | 12.2 | 10 | 13
| Portland | I | 343 | 600 | 877 | 1252 | 1537 | 1627 | 1708 | 1492 | 1196 | 728 | 391 | 302 | 1005 |  |  |  |  | 2 | 3 | 1 | 2 | 1 | 1
| Portland | ΔTV | 0 | 0 | 0 | 0 | 0 | 0 | 0 | 0 | 0 | 0 | 0 | 0 | 0
| Portland | TAA | 503.5 | 504.3 | 505.7 | 508.2 | 512.75 | 516.55 | 520.05 | 520.5 | 518.2 | 512.25 | 506.7 | 503.2 | 51.4
| Portland | TB | 503.5 | 504.3 | 505.7 | 508.2 | 512.75 | 516.55 | 520.05 | 520.5 | 518.2 | 512.25 | 506.7 | 503.2 | 459.6
| Portland | TLN | 43.9 | 44.7 | 46.1 | 48.6 | 53.15 | 56.95 | 60.45 | 60.9 | 58.6 | 52.65 | 47.1 | 43.6 | 51.3917
| Portland | TLX | 43.9 | 44.7 | 46.1 | 48.6 | 53.15 | 56.95 | 60.45 | 60.9 | 58.6 | 52.65 | 47.1 | 43.6 | 51.3917
| Portland | TLA | 43.9 | 44.7 | 46.1 | 48.6 | 53.15 | 56.95 | 60.45 | 60.9 | 58.6 | 52.65 | 47.1 | 43.6 | 51.3917
| Portland | TV | 43.9 | 44.7 | 46.1 | 48.6 | 53.15 | 56.95 | 60.45 | 60.9 | 58.6 | 52.65 | 47.1 | 43.6 | 51.3917
FX - 28 | Portland | TAN | 498.3 | 497.7 | 499.1 | 501.5 | 506.1 | 510.3 | 513.7 | 513.7 | 510 | 504.9 | 500.6 | 498.2 | 44.9 |  | 55 | 28 | 3 | 2 | 3 | 1 | 2 | 1 | 1 | 28 | 6 | 3 | 13 | 12 | 14 | 77 | 78 | 1 | 2 | 1 | 76
| Portland | TAX | 508.7 | 510.9 | 512.3 | 514.9 | 519.4 | 522.8 | 526.4 | 527.3 | 526.4 | 519.6 | 512.8 | 508.2 | 57.9 |  |  |  |  | 2 | 3 | 1 | 2 | 1 | 1 | 28 | 6 | 3 | 13 | 12 | 14 | 77 | 78 | 1 | 2 | 1 | 76
| Portland | αS | N/A | N/A | N/A | N/A | N/A | N/A | N/A | N/A | N/A | N/A | N/A | N/A | N/A | [10 empty] | 28 | 6 | 3 | 13 | 12 | 14 | 77 | 78 | 1 | 2 | 1 | 76
| Portland | αR | N/A | N/A | N/A | N/A | N/A | N/A | N/A | N/A | N/A | N/A | N/A | N/A | N/A | [10 empty] | 28 | 6 | 3 | 13 | 12 | 14 | 77 | 78 | 1 | 2 | 1 | 76
| Portland | α | Insulated | Insulated | Insulated | Insulated | Insulated | Insulated | Insulated | Insulated | Insulated | Insulated | Insulated | Insulated | Insulated | [10 empty] | 28 | 6 | 3 | 13 | 12 | 14 | 77 | 78 | 1 | 2 | 1 | 76
| Portland | ΔTA | 10.4 | 13.2 | 13.2 | 13.4 | 13.3 | 12.5 | 12.7 | 13.6 | 16.4 | 14.7 | 12.2 | 10 | 13
| Portland | I | 343 | 600 | 877 | 1252 | 1537 | 1627 | 1708 | 1492 | 1196 | 728 | 391 | 302 | 1005 |  |  |  |  | 2 | 3 | 1 | 2 | 1 | 1
| Portland | ΔTV | 0 | 0 | 0 | 0 | 0 | 0 | 0 | 0 | 0 | 0 | 0 | 0 | 0
| Portland | TAA | 503.5 | 504.3 | 505.7 | 508.2 | 512.75 | 516.55 | 520.05 | 520.5 | 518.2 | 512.25 | 506.7 | 503.2 | 51.4
| Portland | TB | 503.5 | 504.3 | 505.7 | 508.2 | 512.75 | 516.55 | 520.05 | 520.5 | 518.2 | 512.25 | 506.7 | 503.2 | 459.6
| Portland | TLN | 43.9 | 44.7 | 46.1 | 48.6 | 53.15 | 56.95 | 60.45 | 60.9 | 58.6 | 52.65 | 47.1 | 43.6 | 51.3917
| Portland | TLX | 43.9 | 44.7 | 46.1 | 48.6 | 53.15 | 56.95 | 60.45 | 60.9 | 58.6 | 52.65 | 47.1 | 43.6 | 51.3917
| Portland | TLA | 43.9 | 44.7 | 46.1 | 48.6 | 53.15 | 56.95 | 60.45 | 60.9 | 58.6 | 52.65 | 47.1 | 43.6 | 51.3917
| Portland | TV | 43.9 | 44.7 | 46.1 | 48.6 | 53.15 | 56.95 | 60.45 | 60.9 | 58.6 | 52.65 | 47.1 | 43.6 | 51.3917
FX - 29 | Portland | TAN | 498.3 | 497.7 | 499.1 | 501.5 | 506.1 | 510.3 | 513.7 | 513.7 | 510 | 504.9 | 500.6 | 498.2 | 44.9 |  | 57 | 29 | 3 | 2 | 3 | 1 | 2 | 1 | 1 | 29 | 6 | 3 | 13 | 12 | 14 | 77 | 78 | 1 | 2 | 1 | 76
| Portland | TAX | 508.7 | 510.9 | 512.3 | 514.9 | 519.4 | 522.8 | 526.4 | 527.3 | 526.4 | 519.6 | 512.8 | 508.2 | 57.9 |  |  |  |  | 2 | 3 | 1 | 2 | 1 | 1 | 29 | 6 | 3 | 13 | 12 | 14 | 77 | 78 | 1 | 2 | 1 | 76
| Portland | αS | N/A | N/A | N/A | N/A | N/A | N/A | N/A | N/A | N/A | N/A | N/A | N/A | N/A | [10 empty] | 29 | 6 | 3 | 13 | 12 | 14 | 77 | 78 | 1 | 2 | 1 | 76
| Portland | αR | N/A | N/A | N/A | N/A | N/A | N/A | N/A | N/A | N/A | N/A | N/A | N/A | N/A | [10 empty] | 29 | 6 | 3 | 13 | 12 | 14 | 77 | 78 | 1 | 2 | 1 | 76
| Portland | α | Insulated | Insulated | Insulated | Insulated | Insulated | Insulated | Insulated | Insulated | Insulated | Insulated | Insulated | Insulated | Insulated | [10 empty] | 29 | 6 | 3 | 13 | 12 | 14 | 77 | 78 | 1 | 2 | 1 | 76
| Portland | ΔTA | 10.4 | 13.2 | 13.2 | 13.4 | 13.3 | 12.5 | 12.7 | 13.6 | 16.4 | 14.7 | 12.2 | 10 | 13
| Portland | I | 343 | 600 | 877 | 1252 | 1537 | 1627 | 1708 | 1492 | 1196 | 728 | 391 | 302 | 1005 |  |  |  |  | 2 | 3 | 1 | 2 | 1 | 1
| Portland | ΔTV | 0 | 0 | 0 | 0 | 0 | 0 | 0 | 0 | 0 | 0 | 0 | 0 | 0
| Portland | TAA | 503.5 | 504.3 | 505.7 | 508.2 | 512.75 | 516.55 | 520.05 | 520.5 | 518.2 | 512.25 | 506.7 | 503.2 | 51.4
| Portland | TB | 503.5 | 504.3 | 505.7 | 508.2 | 512.75 | 516.55 | 520.05 | 520.5 | 518.2 | 512.25 | 506.7 | 503.2 | 459.6
| Portland | TLN | 43.9 | 44.7 | 46.1 | 48.6 | 53.15 | 56.95 | 60.45 | 60.9 | 58.6 | 52.65 | 47.1 | 43.6 | 51.3917
| Portland | TLX | 43.9 | 44.7 | 46.1 | 48.6 | 53.15 | 56.95 | 60.45 | 60.9 | 58.6 | 52.65 | 47.1 | 43.6 | 51.3917
| Portland | TLA | 43.9 | 44.7 | 46.1 | 48.6 | 53.15 | 56.95 | 60.45 | 60.9 | 58.6 | 52.65 | 47.1 | 43.6 | 51.3917
| Portland | TV | 43.9 | 44.7 | 46.1 | 48.6 | 53.15 | 56.95 | 60.45 | 60.9 | 58.6 | 52.65 | 47.1 | 43.6 | 51.3917
FX - 30 | Portland | TAN | 498.3 | 497.7 | 499.1 | 501.5 | 506.1 | 510.3 | 513.7 | 513.7 | 510 | 504.9 | 500.6 | 498.2 | 44.9 |  | 59 | 30 | 3 | 2 | 3 | 1 | 2 | 1 | 1 | 30 | 6 | 3 | 13 | 12 | 14 | 77 | 78 | 1 | 2 | 1 | 76
| Portland | TAX | 508.7 | 510.9 | 512.3 | 514.9 | 519.4 | 522.8 | 526.4 | 527.3 | 526.4 | 519.6 | 512.8 | 508.2 | 57.9 |  |  |  |  | 2 | 3 | 1 | 2 | 1 | 1 | 30 | 6 | 3 | 13 | 12 | 14 | 77 | 78 | 1 | 2 | 1 | 76
| Portland | αS | N/A | N/A | N/A | N/A | N/A | N/A | N/A | N/A | N/A | N/A | N/A | N/A | N/A | [10 empty] | 30 | 6 | 3 | 13 | 12 | 14 | 77 | 78 | 1 | 2 | 1 | 76
| Portland | αR | N/A | N/A | N/A | N/A | N/A | N/A | N/A | N/A | N/A | N/A | N/A | N/A | N/A | [10 empty] | 30 | 6 | 3 | 13 | 12 | 14 | 77 | 78 | 1 | 2 | 1 | 76
| Portland | α | Insulated | Insulated | Insulated | Insulated | Insulated | Insulated | Insulated | Insulated | Insulated | Insulated | Insulated | Insulated | Insulated | [10 empty] | 30 | 6 | 3 | 13 | 12 | 14 | 77 | 78 | 1 | 2 | 1 | 76
| Portland | ΔTA | 10.4 | 13.2 | 13.2 | 13.4 | 13.3 | 12.5 | 12.7 | 13.6 | 16.4 | 14.7 | 12.2 | 10 | 13
| Portland | I | 343 | 600 | 877 | 1252 | 1537 | 1627 | 1708 | 1492 | 1196 | 728 | 391 | 302 | 1005 |  |  |  |  | 2 | 3 | 1 | 2 | 1 | 1
| Portland | ΔTV | 0 | 0 | 0 | 0 | 0 | 0 | 0 | 0 | 0 | 0 | 0 | 0 | 0
| Portland | TAA | 503.5 | 504.3 | 505.7 | 508.2 | 512.75 | 516.55 | 520.05 | 520.5 | 518.2 | 512.25 | 506.7 | 503.2 | 51.4
| Portland | TB | 503.5 | 504.3 | 505.7 | 508.2 | 512.75 | 516.55 | 520.05 | 520.5 | 518.2 | 512.25 | 506.7 | 503.2 | 459.6
| Portland | TLN | 43.9 | 44.7 | 46.1 | 48.6 | 53.15 | 56.95 | 60.45 | 60.9 | 58.6 | 52.65 | 47.1 | 43.6 | 51.3917
| Portland | TLX | 43.9 | 44.7 | 46.1 | 48.6 | 53.15 | 56.95 | 60.45 | 60.9 | 58.6 | 52.65 | 47.1 | 43.6 | 51.3917
| Portland | TLA | 43.9 | 44.7 | 46.1 | 48.6 | 53.15 | 56.95 | 60.45 | 60.9 | 58.6 | 52.65 | 47.1 | 43.6 | 51.3917
| Portland | TV | 43.9 | 44.7 | 46.1 | 48.6 | 53.15 | 56.95 | 60.45 | 60.9 | 58.6 | 52.65 | 47.1 | 43.6 | 51.3917
FX - 31 | Portland | TAN | 498.3 | 497.7 | 499.1 | 501.5 | 506.1 | 510.3 | 513.7 | 513.7 | 510 | 504.9 | 500.6 | 498.2 | 44.9 |  | 61 | 31 | 3 | 2 | 3 | 1 | 2 | 1 | 1 | 31 | 6 | 3 | 13 | 12 | 14 | 77 | 78 | 1 | 2 | 1 | 76
| Portland | TAX | 508.7 | 510.9 | 512.3 | 514.9 | 519.4 | 522.8 | 526.4 | 527.3 | 526.4 | 519.6 | 512.8 | 508.2 | 57.9 |  |  |  |  | 2 | 3 | 1 | 2 | 1 | 1 | 31 | 6 | 3 | 13 | 12 | 14 | 77 | 78 | 1 | 2 | 1 | 76
| Portland | αS | N/A | N/A | N/A | N/A | N/A | N/A | N/A | N/A | N/A | N/A | N/A | N/A | N/A | [10 empty] | 31 | 6 | 3 | 13 | 12 | 14 | 77 | 78 | 1 | 2 | 1 | 76
| Portland | αR | N/A | N/A | N/A | N/A | N/A | N/A | N/A | N/A | N/A | N/A | N/A | N/A | N/A | [10 empty] | 31 | 6 | 3 | 13 | 12 | 14 | 77 | 78 | 1 | 2 | 1 | 76
| Portland | α | Insulated | Insulated | Insulated | Insulated | Insulated | Insulated | Insulated | Insulated | Insulated | Insulated | Insulated | Insulated | Insulated | [10 empty] | 31 | 6 | 3 | 13 | 12 | 14 | 77 | 78 | 1 | 2 | 1 | 76
| Portland | ΔTA | 10.4 | 13.2 | 13.2 | 13.4 | 13.3 | 12.5 | 12.7 | 13.6 | 16.4 | 14.7 | 12.2 | 10 | 13
| Portland | I | 343 | 600 | 877 | 1252 | 1537 | 1627 | 1708 | 1492 | 1196 | 728 | 391 | 302 | 1005 |  |  |  |  | 2 | 3 | 1 | 2 | 1 | 1
| Portland | ΔTV | 0 | 0 | 0 | 0 | 0 | 0 | 0 | 0 | 0 | 0 | 0 | 0 | 0
| Portland | TAA | 503.5 | 504.3 | 505.7 | 508.2 | 512.75 | 516.55 | 520.05 | 520.5 | 518.2 | 512.25 | 506.7 | 503.2 | 51.4
| Portland | TB | 503.5 | 504.3 | 505.7 | 508.2 | 512.75 | 516.55 | 520.05 | 520.5 | 518.2 | 512.25 | 506.7 | 503.2 | 459.6
| Portland | TLN | 43.9 | 44.7 | 46.1 | 48.6 | 53.15 | 56.95 | 60.45 | 60.9 | 58.6 | 52.65 | 47.1 | 43.6 | 51.3917
| Portland | TLX | 43.9 | 44.7 | 46.1 | 48.6 | 53.15 | 56.95 | 60.45 | 60.9 | 58.6 | 52.65 | 47.1 | 43.6 | 51.3917
| Portland | TLA | 43.9 | 44.7 | 46.1 | 48.6 | 53.15 | 56.95 | 60.45 | 60.9 | 58.6 | 52.65 | 47.1 | 43.6 | 51.3917
| Portland | TV | 43.9 | 44.7 | 46.1 | 48.6 | 53.15 | 56.95 | 60.45 | 60.9 | 58.6 | 52.65 | 47.1 | 43.6 | 51.3917
FX - 32 | Portland | TAN | 498.3 | 497.7 | 499.1 | 501.5 | 506.1 | 510.3 | 513.7 | 513.7 | 510 | 504.9 | 500.6 | 498.2 | 44.9 |  | 63 | 32 | 3 | 2 | 3 | 1 | 2 | 1 | 1 | 32 | 6 | 3 | 13 | 12 | 14 | 77 | 78 | 1 | 2 | 1 | 76
| Portland | TAX | 508.7 | 510.9 | 512.3 | 514.9 | 519.4 | 522.8 | 526.4 | 527.3 | 526.4 | 519.6 | 512.8 | 508.2 | 57.9 |  |  |  |  | 2 | 3 | 1 | 2 | 1 | 1 | 32 | 6 | 3 | 13 | 12 | 14 | 77 | 78 | 1 | 2 | 1 | 76
| Portland | αS | N/A | N/A | N/A | N/A | N/A | N/A | N/A | N/A | N/A | N/A | N/A | N/A | N/A | [10 empty] | 32 | 6 | 3 | 13 | 12 | 14 | 77 | 78 | 1 | 2 | 1 | 76
| Portland | αR | N/A | N/A | N/A | N/A | N/A | N/A | N/A | N/A | N/A | N/A | N/A | N/A | N/A | [10 empty] | 32 | 6 | 3 | 13 | 12 | 14 | 77 | 78 | 1 | 2 | 1 | 76
| Portland | α | Insulated | Insulated | Insulated | Insulated | Insulated | Insulated | Insulated | Insulated | Insulated | Insulated | Insulated | Insulated | Insulated | [10 empty] | 32 | 6 | 3 | 13 | 12 | 14 | 77 | 78 | 1 | 2 | 1 | 76
| Portland | ΔTA | 10.4 | 13.2 | 13.2 | 13.4 | 13.3 | 12.5 | 12.7 | 13.6 | 16.4 | 14.7 | 12.2 | 10 | 13
| Portland | I | 343 | 600 | 877 | 1252 | 1537 | 1627 | 1708 | 1492 | 1196 | 728 | 391 | 302 | 1005 |  |  |  |  | 2 | 3 | 1 | 2 | 1 | 1
| Portland | ΔTV | 0 | 0 | 0 | 0 | 0 | 0 | 0 | 0 | 0 | 0 | 0 | 0 | 0
| Portland | TAA | 503.5 | 504.3 | 505.7 | 508.2 | 512.75 | 516.55 | 520.05 | 520.5 | 518.2 | 512.25 | 506.7 | 503.2 | 51.4
| Portland | TB | 503.5 | 504.3 | 505.7 | 508.2 | 512.75 | 516.55 | 520.05 | 520.5 | 518.2 | 512.25 | 506.7 | 503.2 | 459.6
| Portland | TLN | 43.9 | 44.7 | 46.1 | 48.6 | 53.15 | 56.95 | 60.45 | 60.9 | 58.6 | 52.65 | 47.1 | 43.6 | 51.3917
| Portland | TLX | 43.9 | 44.7 | 46.1 | 48.6 | 53.15 | 56.95 | 60.45 | 60.9 | 58.6 | 52.65 | 47.1 | 43.6 | 51.3917
| Portland | TLA | 43.9 | 44.7 | 46.1 | 48.6 | 53.15 | 56.95 | 60.45 | 60.9 | 58.6 | 52.65 | 47.1 | 43.6 | 51.3917
| Portland | TV | 43.9 | 44.7 | 46.1 | 48.6 | 53.15 | 56.95 | 60.45 | 60.9 | 58.6 | 52.65 | 47.1 | 43.6 | 51.3917
FX - 33 | Portland | TAN | 498.3 | 497.7 | 499.1 | 501.5 | 506.1 | 510.3 | 513.7 | 513.7 | 510 | 504.9 | 500.6 | 498.2 | 44.9 |  | 65 | 33 | 3 | 2 | 3 | 1 | 2 | 1 | 1 | 33 | 6 | 3 | 13 | 12 | 14 | 77 | 78 | 1 | 2 | 1 | 76
| Portland | TAX | 508.7 | 510.9 | 512.3 | 514.9 | 519.4 | 522.8 | 526.4 | 527.3 | 526.4 | 519.6 | 512.8 | 508.2 | 57.9 |  |  |  |  | 2 | 3 | 1 | 2 | 1 | 1 | 33 | 6 | 3 | 13 | 12 | 14 | 77 | 78 | 1 | 2 | 1 | 76
| Portland | αS | N/A | N/A | N/A | N/A | N/A | N/A | N/A | N/A | N/A | N/A | N/A | N/A | N/A | [10 empty] | 33 | 6 | 3 | 13 | 12 | 14 | 77 | 78 | 1 | 2 | 1 | 76
| Portland | αR | N/A | N/A | N/A | N/A | N/A | N/A | N/A | N/A | N/A | N/A | N/A | N/A | N/A | [10 empty] | 33 | 6 | 3 | 13 | 12 | 14 | 77 | 78 | 1 | 2 | 1 | 76
| Portland | α | Insulated | Insulated | Insulated | Insulated | Insulated | Insulated | Insulated | Insulated | Insulated | Insulated | Insulated | Insulated | Insulated | [10 empty] | 33 | 6 | 3 | 13 | 12 | 14 | 77 | 78 | 1 | 2 | 1 | 76
| Portland | ΔTA | 10.4 | 13.2 | 13.2 | 13.4 | 13.3 | 12.5 | 12.7 | 13.6 | 16.4 | 14.7 | 12.2 | 10 | 13
| Portland | I | 343 | 600 | 877 | 1252 | 1537 | 1627 | 1708 | 1492 | 1196 | 728 | 391 | 302 | 1005 |  |  |  |  | 2 | 3 | 1 | 2 | 1 | 1
| Portland | ΔTV | 0 | 0 | 0 | 0 | 0 | 0 | 0 | 0 | 0 | 0 | 0 | 0 | 0
| Portland | TAA | 503.5 | 504.3 | 505.7 | 508.2 | 512.75 | 516.55 | 520.05 | 520.5 | 518.2 | 512.25 | 506.7 | 503.2 | 51.4
| Portland | TB | 503.5 | 504.3 | 505.7 | 508.2 | 512.75 | 516.55 | 520.05 | 520.5 | 518.2 | 512.25 | 506.7 | 503.2 | 459.6
| Portland | TLN | 43.9 | 44.7 | 46.1 | 48.6 | 53.15 | 56.95 | 60.45 | 60.9 | 58.6 | 52.65 | 47.1 | 43.6 | 51.3917
| Portland | TLX | 43.9 | 44.7 | 46.1 | 48.6 | 53.15 | 56.95 | 60.45 | 60.9 | 58.6 | 52.65 | 47.1 | 43.6 | 51.3917
| Portland | TLA | 43.9 | 44.7 | 46.1 | 48.6 | 53.15 | 56.95 | 60.45 | 60.9 | 58.6 | 52.65 | 47.1 | 43.6 | 51.3917
| Portland | TV | 43.9 | 44.7 | 46.1 | 48.6 | 53.15 | 56.95 | 60.45 | 60.9 | 58.6 | 52.65 | 47.1 | 43.6 | 51.3917
FX - 34 | Portland | TAN | 498.3 | 497.7 | 499.1 | 501.5 | 506.1 | 510.3 | 513.7 | 513.7 | 510 | 504.9 | 500.6 | 498.2 | 44.9 |  | 67 | 34 | 3 | 2 | 3 | 1 | 2 | 1 | 1 | 34 | 6 | 3 | 13 | 12 | 14 | 77 | 78 | 1 | 2 | 1 | 76
| Portland | TAX | 508.7 | 510.9 | 512.3 | 514.9 | 519.4 | 522.8 | 526.4 | 527.3 | 526.4 | 519.6 | 512.8 | 508.2 | 57.9 |  |  |  |  | 2 | 3 | 1 | 2 | 1 | 1 | 34 | 6 | 3 | 13 | 12 | 14 | 77 | 78 | 1 | 2 | 1 | 76
| Portland | αS | N/A | N/A | N/A | N/A | N/A | N/A | N/A | N/A | N/A | N/A | N/A | N/A | N/A | [10 empty] | 34 | 6 | 3 | 13 | 12 | 14 | 77 | 78 | 1 | 2 | 1 | 76
| Portland | αR | N/A | N/A | N/A | N/A | N/A | N/A | N/A | N/A | N/A | N/A | N/A | N/A | N/A | [10 empty] | 34 | 6 | 3 | 13 | 12 | 14 | 77 | 78 | 1 | 2 | 1 | 76
| Portland | α | Insulated | Insulated | Insulated | Insulated | Insulated | Insulated | Insulated | Insulated | Insulated | Insulated | Insulated | Insulated | Insulated | [10 empty] | 34 | 6 | 3 | 13 | 12 | 14 | 77 | 78 | 1 | 2 | 1 | 76
| Portland | ΔTA | 10.4 | 13.2 | 13.2 | 13.4 | 13.3 | 12.5 | 12.7 | 13.6 | 16.4 | 14.7 | 12.2 | 10 | 13
| Portland | I | 343 | 600 | 877 | 1252 | 1537 | 1627 | 1708 | 1492 | 1196 | 728 | 391 | 302 | 1005 |  |  |  |  | 2 | 3 | 1 | 2 | 1 | 1
| Portland | ΔTV | 0 | 0 | 0 | 0 | 0 | 0 | 0 | 0 | 0 | 0 | 0 | 0 | 0
| Portland | TAA | 503.5 | 504.3 | 505.7 | 508.2 | 512.75 | 516.55 | 520.05 | 520.5 | 518.2 | 512.25 | 506.7 | 503.2 | 51.4
| Portland | TB | 503.5 | 504.3 | 505.7 | 508.2 | 512.75 | 516.55 | 520.05 | 520.5 | 518.2 | 512.25 | 506.7 | 503.2 | 459.6
| Portland | TLN | 43.9 | 44.7 | 46.1 | 48.6 | 53.15 | 56.95 | 60.45 | 60.9 | 58.6 | 52.65 | 47.1 | 43.6 | 51.3917
| Portland | TLX | 43.9 | 44.7 | 46.1 | 48.6 | 53.15 | 56.95 | 60.45 | 60.9 | 58.6 | 52.65 | 47.1 | 43.6 | 51.3917
| Portland | TLA | 43.9 | 44.7 | 46.1 | 48.6 | 53.15 | 56.95 | 60.45 | 60.9 | 58.6 | 52.65 | 47.1 | 43.6 | 51.3917
| Portland | TV | 43.9 | 44.7 | 46.1 | 48.6 | 53.15 | 56.95 | 60.45 | 60.9 | 58.6 | 52.65 | 47.1 | 43.6 | 51.3917
FX - 35 | Portland | TAN | 498.3 | 497.7 | 499.1 | 501.5 | 506.1 | 510.3 | 513.7 | 513.7 | 510 | 504.9 | 500.6 | 498.2 | 44.9 |  | 69 | 35 | 3 | 2 | 3 | 1 | 2 | 1 | 1 | 35 | 6 | 3 | 13 | 12 | 14 | 77 | 78 | 1 | 2 | 1 | 76
| Portland | TAX | 508.7 | 510.9 | 512.3 | 514.9 | 519.4 | 522.8 | 526.4 | 527.3 | 526.4 | 519.6 | 512.8 | 508.2 | 57.9 |  |  |  |  | 2 | 3 | 1 | 2 | 1 | 1 | 35 | 6 | 3 | 13 | 12 | 14 | 77 | 78 | 1 | 2 | 1 | 76
| Portland | αS | N/A | N/A | N/A | N/A | N/A | N/A | N/A | N/A | N/A | N/A | N/A | N/A | N/A | [10 empty] | 35 | 6 | 3 | 13 | 12 | 14 | 77 | 78 | 1 | 2 | 1 | 76
| Portland | αR | N/A | N/A | N/A | N/A | N/A | N/A | N/A | N/A | N/A | N/A | N/A | N/A | N/A | [10 empty] | 35 | 6 | 3 | 13 | 12 | 14 | 77 | 78 | 1 | 2 | 1 | 76
| Portland | α | Insulated | Insulated | Insulated | Insulated | Insulated | Insulated | Insulated | Insulated | Insulated | Insulated | Insulated | Insulated | Insulated | [10 empty] | 35 | 6 | 3 | 13 | 12 | 14 | 77 | 78 | 1 | 2 | 1 | 76
| Portland | ΔTA | 10.4 | 13.2 | 13.2 | 13.4 | 13.3 | 12.5 | 12.7 | 13.6 | 16.4 | 14.7 | 12.2 | 10 | 13
| Portland | I | 343 | 600 | 877 | 1252 | 1537 | 1627 | 1708 | 1492 | 1196 | 728 | 391 | 302 | 1005 |  |  |  |  | 2 | 3 | 1 | 2 | 1 | 1
| Portland | ΔTV | 0 | 0 | 0 | 0 | 0 | 0 | 0 | 0 | 0 | 0 | 0 | 0 | 0
| Portland | TAA | 503.5 | 504.3 | 505.7 | 508.2 | 512.75 | 516.55 | 520.05 | 520.5 | 518.2 | 512.25 | 506.7 | 503.2 | 51.4
| Portland | TB | 503.5 | 504.3 | 505.7 | 508.2 | 512.75 | 516.55 | 520.05 | 520.5 | 518.2 | 512.25 | 506.7 | 503.2 | 459.6
| Portland | TLN | 43.9 | 44.7 | 46.1 | 48.6 | 53.15 | 56.95 | 60.45 | 60.9 | 58.6 | 52.65 | 47.1 | 43.6 | 51.3917
| Portland | TLX | 43.9 | 44.7 | 46.1 | 48.6 | 53.15 | 56.95 | 60.45 | 60.9 | 58.6 | 52.65 | 47.1 | 43.6 | 51.3917
| Portland | TLA | 43.9 | 44.7 | 46.1 | 48.6 | 53.15 | 56.95 | 60.45 | 60.9 | 58.6 | 52.65 | 47.1 | 43.6 | 51.3917
| Portland | TV | 43.9 | 44.7 | 46.1 | 48.6 | 53.15 | 56.95 | 60.45 | 60.9 | 58.6 | 52.65 | 47.1 | 43.6 | 51.3917
FX - 36 | Portland | TAN | 498.3 | 497.7 | 499.1 | 501.5 | 506.1 | 510.3 | 513.7 | 513.7 | 510 | 504.9 | 500.6 | 498.2 | 44.9 |  | 71 | 36 | 3 | 2 | 3 | 1 | 2 | 1 | 1 | 36 | 6 | 3 | 13 | 12 | 14 | 77 | 78 | 1 | 2 | 1 | 76
| Portland | TAX | 508.7 | 510.9 | 512.3 | 514.9 | 519.4 | 522.8 | 526.4 | 527.3 | 526.4 | 519.6 | 512.8 | 508.2 | 57.9 |  |  |  |  | 2 | 3 | 1 | 2 | 1 | 1 | 36 | 6 | 3 | 13 | 12 | 14 | 77 | 78 | 1 | 2 | 1 | 76
| Portland | αS | N/A | N/A | N/A | N/A | N/A | N/A | N/A | N/A | N/A | N/A | N/A | N/A | N/A | [10 empty] | 36 | 6 | 3 | 13 | 12 | 14 | 77 | 78 | 1 | 2 | 1 | 76
| Portland | αR | N/A | N/A | N/A | N/A | N/A | N/A | N/A | N/A | N/A | N/A | N/A | N/A | N/A | [10 empty] | 36 | 6 | 3 | 13 | 12 | 14 | 77 | 78 | 1 | 2 | 1 | 76
| Portland | α | Insulated | Insulated | Insulated | Insulated | Insulated | Insulated | Insulated | Insulated | Insulated | Insulated | Insulated | Insulated | Insulated | [10 empty] | 36 | 6 | 3 | 13 | 12 | 14 | 77 | 78 | 1 | 2 | 1 | 76
| Portland | ΔTA | 10.4 | 13.2 | 13.2 | 13.4 | 13.3 | 12.5 | 12.7 | 13.6 | 16.4 | 14.7 | 12.2 | 10 | 13
| Portland | I | 343 | 600 | 877 | 1252 | 1537 | 1627 | 1708 | 1492 | 1196 | 728 | 391 | 302 | 1005 |  |  |  |  | 2 | 3 | 1 | 2 | 1 | 1
| Portland | ΔTV | 0 | 0 | 0 | 0 | 0 | 0 | 0 | 0 | 0 | 0 | 0 | 0 | 0
| Portland | TAA | 503.5 | 504.3 | 505.7 | 508.2 | 512.75 | 516.55 | 520.05 | 520.5 | 518.2 | 512.25 | 506.7 | 503.2 | 51.4
| Portland | TB | 503.5 | 504.3 | 505.7 | 508.2 | 512.75 | 516.55 | 520.05 | 520.5 | 518.2 | 512.25 | 506.7 | 503.2 | 459.6
| Portland | TLN | 43.9 | 44.7 | 46.1 | 48.6 | 53.15 | 56.95 | 60.45 | 60.9 | 58.6 | 52.65 | 47.1 | 43.6 | 51.3917
| Portland | TLX | 43.9 | 44.7 | 46.1 | 48.6 | 53.15 | 56.95 | 60.45 | 60.9 | 58.6 | 52.65 | 47.1 | 43.6 | 51.3917
| Portland | TLA | 43.9 | 44.7 | 46.1 | 48.6 | 53.15 | 56.95 | 60.45 | 60.9 | 58.6 | 52.65 | 47.1 | 43.6 | 51.3917
| Portland | TV | 43.9 | 44.7 | 46.1 | 48.6 | 53.15 | 56.95 | 60.45 | 60.9 | 58.6 | 52.65 | 47.1 | 43.6 | 51.3917
FX - 37 | Portland | TAN | 498.3 | 497.7 | 499.1 | 501.5 | 506.1 | 510.3 | 513.7 | 513.7 | 510 | 504.9 | 500.6 | 498.2 | 44.9 |  | 73 | 37 | 3 | 2 | 3 | 1 | 2 | 1 | 1 | 37 | 6 | 3 | 13 | 12 | 14 | 77 | 78 | 1 | 2 | 1 | 76
| Portland | TAX | 508.7 | 510.9 | 512.3 | 514.9 | 519.4 | 522.8 | 526.4 | 527.3 | 526.4 | 519.6 | 512.8 | 508.2 | 57.9 |  |  |  |  | 2 | 3 | 1 | 2 | 1 | 1 | 37 | 6 | 3 | 13 | 12 | 14 | 77 | 78 | 1 | 2 | 1 | 76
| Portland | αS | N/A | N/A | N/A | N/A | N/A | N/A | N/A | N/A | N/A | N/A | N/A | N/A | N/A | [10 empty] | 37 | 6 | 3 | 13 | 12 | 14 | 77 | 78 | 1 | 2 | 1 | 76
| Portland | αR | N/A | N/A | N/A | N/A | N/A | N/A | N/A | N/A | N/A | N/A | N/A | N/A | N/A | [10 empty] | 37 | 6 | 3 | 13 | 12 | 14 | 77 | 78 | 1 | 2 | 1 | 76
| Portland | α | Insulated | Insulated | Insulated | Insulated | Insulated | Insulated | Insulated | Insulated | Insulated | Insulated | Insulated | Insulated | Insulated | [10 empty] | 37 | 6 | 3 | 13 | 12 | 14 | 77 | 78 | 1 | 2 | 1 | 76
| Portland | ΔTA | 10.4 | 13.2 | 13.2 | 13.4 | 13.3 | 12.5 | 12.7 | 13.6 | 16.4 | 14.7 | 12.2 | 10 | 13
| Portland | I | 343 | 600 | 877 | 1252 | 1537 | 1627 | 1708 | 1492 | 1196 | 728 | 391 | 302 | 1005 |  |  |  |  | 2 | 3 | 1 | 2 | 1 | 1
| Portland | ΔTV | 0 | 0 | 0 | 0 | 0 | 0 | 0 | 0 | 0 | 0 | 0 | 0 | 0
| Portland | TAA | 503.5 | 504.3 | 505.7 | 508.2 | 512.75 | 516.55 | 520.05 | 520.5 | 518.2 | 512.25 | 506.7 | 503.2 | 51.4
| Portland | TB | 503.5 | 504.3 | 505.7 | 508.2 | 512.75 | 516.55 | 520.05 | 520.5 | 518.2 | 512.25 | 506.7 | 503.2 | 459.6
| Portland | TLN | 43.9 | 44.7 | 46.1 | 48.6 | 53.15 | 56.95 | 60.45 | 60.9 | 58.6 | 52.65 | 47.1 | 43.6 | 51.3917
| Portland | TLX | 43.9 | 44.7 | 46.1 | 48.6 | 53.15 | 56.95 | 60.45 | 60.9 | 58.6 | 52.65 | 47.1 | 43.6 | 51.3917
| Portland | TLA | 43.9 | 44.7 | 46.1 | 48.6 | 53.15 | 56.95 | 60.45 | 60.9 | 58.6 | 52.65 | 47.1 | 43.6 | 51.3917
| Portland | TV | 43.9 | 44.7 | 46.1 | 48.6 | 53.15 | 56.95 | 60.45 | 60.9 | 58.6 | 52.65 | 47.1 | 43.6 | 51.3917
FX - 38 | Portland | TAN | 498.3 | 497.7 | 499.1 | 501.5 | 506.1 | 510.3 | 513.7 | 513.7 | 510 | 504.9 | 500.6 | 498.2 | 44.9 |  | 75 | 38 | 3 | 2 | 3 | 1 | 2 | 1 | 1 | 38 | 6 | 3 | 13 | 12 | 14 | 77 | 78 | 1 | 2 | 1 | 76
| Portland | TAX | 508.7 | 510.9 | 512.3 | 514.9 | 519.4 | 522.8 | 526.4 | 527.3 | 526.4 | 519.6 | 512.8 | 508.2 | 57.9 |  |  |  |  | 2 | 3 | 1 | 2 | 1 | 1 | 38 | 6 | 3 | 13 | 12 | 14 | 77 | 78 | 1 | 2 | 1 | 76
| Portland | αS | N/A | N/A | N/A | N/A | N/A | N/A | N/A | N/A | N/A | N/A | N/A | N/A | N/A | [10 empty] | 38 | 6 | 3 | 13 | 12 | 14 | 77 | 78 | 1 | 2 | 1 | 76
| Portland | αR | N/A | N/A | N/A | N/A | N/A | N/A | N/A | N/A | N/A | N/A | N/A | N/A | N/A | [10 empty] | 38 | 6 | 3 | 13 | 12 | 14 | 77 | 78 | 1 | 2 | 1 | 76
| Portland | α | Insulated | Insulated | Insulated | Insulated | Insulated | Insulated | Insulated | Insulated | Insulated | Insulated | Insulated | Insulated | Insulated | [10 empty] | 38 | 6 | 3 | 13 | 12 | 14 | 77 | 78 | 1 | 2 | 1 | 76
| Portland | ΔTA | 10.4 | 13.2 | 13.2 | 13.4 | 13.3 | 12.5 | 12.7 | 13.6 | 16.4 | 14.7 | 12.2 | 10 | 13
| Portland | I | 343 | 600 | 877 | 1252 | 1537 | 1627 | 1708 | 1492 | 1196 | 728 | 391 | 302 | 1005 |  |  |  |  | 2 | 3 | 1 | 2 | 1 | 1
| Portland | ΔTV | 0 | 0 | 0 | 0 | 0 | 0 | 0 | 0 | 0 | 0 | 0 | 0 | 0
| Portland | TAA | 503.5 | 504.3 | 505.7 | 508.2 | 512.75 | 516.55 | 520.05 | 520.5 | 518.2 | 512.25 | 506.7 | 503.2 | 51.4
| Portland | TB | 503.5 | 504.3 | 505.7 | 508.2 | 512.75 | 516.55 | 520.05 | 520.5 | 518.2 | 512.25 | 506.7 | 503.2 | 1403.6
| Portland | TLN | 43.9 | 44.7 | 46.1 | 48.6 | 53.15 | 56.95 | 60.45 | 60.9 | 58.6 | 52.65 | 47.1 | 43.6 | 51.3917
| Portland | TLX | 43.9 | 44.7 | 46.1 | 48.6 | 53.15 | 56.95 | 60.45 | 60.9 | 58.6 | 52.65 | 47.1 | 43.6 | 51.3917
| Portland | TLA | 43.9 | 44.7 | 46.1 | 48.6 | 53.15 | 56.95 | 60.45 | 60.9 | 58.6 | 52.65 | 47.1 | 43.6 | 51.3917
| Portland | TV | 43.9 | 44.7 | 46.1 | 48.6 | 53.15 | 56.95 | 60.45 | 60.9 | 58.6 | 52.65 | 47.1 | 43.6 | 51.3917
FX - 39 | Portland | TAN | 498.3 | 497.7 | 499.1 | 501.5 | 506.1 | 510.3 | 513.7 | 513.7 | 510 | 504.9 | 500.6 | 498.2 | 44.9 |  | 77 | 39 | 3 | 2 | 3 | 1 | 2 | 1 | 1 | 39 | 6 | 3 | 13 | 12 | 14 | 77 | 78 | 1 | 2 | 1 | 76
| Portland | TAX | 508.7 | 510.9 | 512.3 | 514.9 | 519.4 | 522.8 | 526.4 | 527.3 | 526.4 | 519.6 | 512.8 | 508.2 | 57.9 |  |  |  |  | 2 | 3 | 1 | 2 | 1 | 1 | 39 | 6 | 3 | 13 | 12 | 14 | 77 | 78 | 1 | 2 | 1 | 76
| Portland | αS | N/A | N/A | N/A | N/A | N/A | N/A | N/A | N/A | N/A | N/A | N/A | N/A | N/A | [10 empty] | 39 | 6 | 3 | 13 | 12 | 14 | 77 | 78 | 1 | 2 | 1 | 76
| Portland | αR | N/A | N/A | N/A | N/A | N/A | N/A | N/A | N/A | N/A | N/A | N/A | N/A | N/A | [10 empty] | 39 | 6 | 3 | 13 | 12 | 14 | 77 | 78 | 1 | 2 | 1 | 76
| Portland | α | Insulated | Insulated | Insulated | Insulated | Insulated | Insulated | Insulated | Insulated | Insulated | Insulated | Insulated | Insulated | Insulated | [10 empty] | 39 | 6 | 3 | 13 | 12 | 14 | 77 | 78 | 1 | 2 | 1 | 76
| Portland | ΔTA | 10.4 | 13.2 | 13.2 | 13.4 | 13.3 | 12.5 | 12.7 | 13.6 | 16.4 | 14.7 | 12.2 | 10 | 13
| Portland | I | 343 | 600 | 877 | 1252 | 1537 | 1627 | 1708 | 1492 | 1196 | 728 | 391 | 302 | 1005 |  |  |  |  | 2 | 3 | 1 | 2 | 1 | 1
| Portland | ΔTV | 0 | 0 | 0 | 0 | 0 | 0 | 0 | 0 | 0 | 0 | 0 | 0 | 0
| Portland | TAA | 503.5 | 504.3 | 505.7 | 508.2 | 512.75 | 516.55 | 520.05 | 520.5 | 518.2 | 512.25 | 506.7 | 503.2 | 51.4
| Portland | TB | 503.5 | 504.3 | 505.7 | 508.2 | 512.75 | 516.55 | 520.05 | 520.5 | 518.2 | 512.25 | 506.7 | 503.2 | 1403.6
| Portland | TLN | 43.9 | 44.7 | 46.1 | 48.6 | 53.15 | 56.95 | 60.45 | 60.9 | 58.6 | 52.65 | 47.1 | 43.6 | 51.3917
| Portland | TLX | 43.9 | 44.7 | 46.1 | 48.6 | 53.15 | 56.95 | 60.45 | 60.9 | 58.6 | 52.65 | 47.1 | 43.6 | 51.3917
| Portland | TLA | 43.9 | 44.7 | 46.1 | 48.6 | 53.15 | 56.95 | 60.45 | 60.9 | 58.6 | 52.65 | 47.1 | 43.6 | 51.3917
| Portland | TV | 43.9 | 44.7 | 46.1 | 48.6 | 53.15 | 56.95 | 60.45 | 60.9 | 58.6 | 52.65 | 47.1 | 43.6 | 51.3917
FX - 40 | Portland | TAN | 498.3 | 497.7 | 499.1 | 501.5 | 506.1 | 510.3 | 513.7 | 513.7 | 510 | 504.9 | 500.6 | 498.2 | 44.9 |  | 79 | 40 | 3 | 2 | 3 | 1 | 2 | 1 | 1 | 40 | 6 | 3 | 13 | 12 | 14 | 77 | 78 | 1 | 2 | 1 | 76
| Portland | TAX | 508.7 | 510.9 | 512.3 | 514.9 | 519.4 | 522.8 | 526.4 | 527.3 | 526.4 | 519.6 | 512.8 | 508.2 | 57.9 |  |  |  |  | 2 | 3 | 1 | 2 | 1 | 1 | 40 | 6 | 3 | 13 | 12 | 14 | 77 | 78 | 1 | 2 | 1 | 76
| Portland | αS | N/A | N/A | N/A | N/A | N/A | N/A | N/A | N/A | N/A | N/A | N/A | N/A | N/A | [10 empty] | 40 | 6 | 3 | 13 | 12 | 14 | 77 | 78 | 1 | 2 | 1 | 76
| Portland | αR | N/A | N/A | N/A | N/A | N/A | N/A | N/A | N/A | N/A | N/A | N/A | N/A | N/A | [10 empty] | 40 | 6 | 3 | 13 | 12 | 14 | 77 | 78 | 1 | 2 | 1 | 76
| Portland | α | Insulated | Insulated | Insulated | Insulated | Insulated | Insulated | Insulated | Insulated | Insulated | Insulated | Insulated | Insulated | Insulated | [10 empty] | 40 | 6 | 3 | 13 | 12 | 14 | 77 | 78 | 1 | 2 | 1 | 76
| Portland | ΔTA | 10.4 | 13.2 | 13.2 | 13.4 | 13.3 | 12.5 | 12.7 | 13.6 | 16.4 | 14.7 | 12.2 | 10 | 13
| Portland | I | 343 | 600 | 877 | 1252 | 1537 | 1627 | 1708 | 1492 | 1196 | 728 | 391 | 302 | 1005 |  |  |  |  | 2 | 3 | 1 | 2 | 1 | 1
| Portland | ΔTV | 0 | 0 | 0 | 0 | 0 | 0 | 0 | 0 | 0 | 0 | 0 | 0 | 0
| Portland | TAA | 503.5 | 504.3 | 505.7 | 508.2 | 512.75 | 516.55 | 520.05 | 520.5 | 518.2 | 512.25 | 506.7 | 503.2 | 51.4
| Portland | TB | 503.5 | 504.3 | 505.7 | 508.2 | 512.75 | 516.55 | 520.05 | 520.5 | 518.2 | 512.25 | 506.7 | 503.2 | 1403.6
| Portland | TLN | 43.9 | 44.7 | 46.1 | 48.6 | 53.15 | 56.95 | 60.45 | 60.9 | 58.6 | 52.65 | 47.1 | 43.6 | 51.3917
| Portland | TLX | 43.9 | 44.7 | 46.1 | 48.6 | 53.15 | 56.95 | 60.45 | 60.9 | 58.6 | 52.65 | 47.1 | 43.6 | 51.3917
| Portland | TLA | 43.9 | 44.7 | 46.1 | 48.6 | 53.15 | 56.95 | 60.45 | 60.9 | 58.6 | 52.65 | 47.1 | 43.6 | 51.3917
| Portland | TV | 43.9 | 44.7 | 46.1 | 48.6 | 53.15 | 56.95 | 60.45 | 60.9 | 58.6 | 52.65 | 47.1 | 43.6 | 51.3917
FX - 41 | Portland | TAN | 498.3 | 497.7 | 499.1 | 501.5 | 506.1 | 510.3 | 513.7 | 513.7 | 510 | 504.9 | 500.6 | 498.2 | 44.9 |  | 81 | 41 | 3 | 2 | 3 | 1 | 2 | 1 | 1 | 41 | 6 | 3 | 13 | 12 | 14 | 77 | 78 | 1 | 2 | 1 | 76
| Portland | TAX | 508.7 | 510.9 | 512.3 | 514.9 | 519.4 | 522.8 | 526.4 | 527.3 | 526.4 | 519.6 | 512.8 | 508.2 | 57.9 |  |  |  |  | 2 | 3 | 1 | 2 | 1 | 1 | 41 | 6 | 3 | 13 | 12 | 14 | 77 | 78 | 1 | 2 | 1 | 76
| Portland | αS | N/A | N/A | N/A | N/A | N/A | N/A | N/A | N/A | N/A | N/A | N/A | N/A | N/A | [10 empty] | 41 | 6 | 3 | 13 | 12 | 14 | 77 | 78 | 1 | 2 | 1 | 76
| Portland | αR | N/A | N/A | N/A | N/A | N/A | N/A | N/A | N/A | N/A | N/A | N/A | N/A | N/A | [10 empty] | 41 | 6 | 3 | 13 | 12 | 14 | 77 | 78 | 1 | 2 | 1 | 76
| Portland | α | Insulated | Insulated | Insulated | Insulated | Insulated | Insulated | Insulated | Insulated | Insulated | Insulated | Insulated | Insulated | Insulated | [10 empty] | 41 | 6 | 3 | 13 | 12 | 14 | 77 | 78 | 1 | 2 | 1 | 76
| Portland | ΔTA | 10.4 | 13.2 | 13.2 | 13.4 | 13.3 | 12.5 | 12.7 | 13.6 | 16.4 | 14.7 | 12.2 | 10 | 13
| Portland | I | 343 | 600 | 877 | 1252 | 1537 | 1627 | 1708 | 1492 | 1196 | 728 | 391 | 302 | 1005 |  |  |  |  | 2 | 3 | 1 | 2 | 1 | 1
| Portland | ΔTV | 0 | 0 | 0 | 0 | 0 | 0 | 0 | 0 | 0 | 0 | 0 | 0 | 0
| Portland | TAA | 503.5 | 504.3 | 505.7 | 508.2 | 512.75 | 516.55 | 520.05 | 520.5 | 518.2 | 512.25 | 506.7 | 503.2 | 51.4
| Portland | TB | 503.5 | 504.3 | 505.7 | 508.2 | 512.75 | 516.55 | 520.05 | 520.5 | 518.2 | 512.25 | 506.7 | 503.2 | 1025.6
| Portland | TLN | 43.9 | 44.7 | 46.1 | 48.6 | 53.15 | 56.95 | 60.45 | 60.9 | 58.6 | 52.65 | 47.1 | 43.6 | 51.3917
| Portland | TLX | 43.9 | 44.7 | 46.1 | 48.6 | 53.15 | 56.95 | 60.45 | 60.9 | 58.6 | 52.65 | 47.1 | 43.6 | 51.3917
| Portland | TLA | 43.9 | 44.7 | 46.1 | 48.6 | 53.15 | 56.95 | 60.45 | 60.9 | 58.6 | 52.65 | 47.1 | 43.6 | 51.3917
| Portland | TV | 43.9 | 44.7 | 46.1 | 48.6 | 53.15 | 56.95 | 60.45 | 60.9 | 58.6 | 52.65 | 47.1 | 43.6 | 51.3917
FX - 42 | Portland | TAN | 498.3 | 497.7 | 499.1 | 501.5 | 506.1 | 510.3 | 513.7 | 513.7 | 510 | 504.9 | 500.6 | 498.2 | 44.9 |  | 83 | 42 | 3 | 2 | 3 | 1 | 2 | 1 | 1 | 42 | 6 | 3 | 13 | 12 | 14 | 77 | 78 | 1 | 2 | 1 | 76
| Portland | TAX | 508.7 | 510.9 | 512.3 | 514.9 | 519.4 | 522.8 | 526.4 | 527.3 | 526.4 | 519.6 | 512.8 | 508.2 | 57.9 |  |  |  |  | 2 | 3 | 1 | 2 | 1 | 1 | 42 | 6 | 3 | 13 | 12 | 14 | 77 | 78 | 1 | 2 | 1 | 76
| Portland | αS | N/A | N/A | N/A | N/A | N/A | N/A | N/A | N/A | N/A | N/A | N/A | N/A | N/A | [10 empty] | 42 | 6 | 3 | 13 | 12 | 14 | 77 | 78 | 1 | 2 | 1 | 76
| Portland | αR | N/A | N/A | N/A | N/A | N/A | N/A | N/A | N/A | N/A | N/A | N/A | N/A | N/A | [10 empty] | 42 | 6 | 3 | 13 | 12 | 14 | 77 | 78 | 1 | 2 | 1 | 76
| Portland | α | Insulated | Insulated | Insulated | Insulated | Insulated | Insulated | Insulated | Insulated | Insulated | Insulated | Insulated | Insulated | Insulated | [10 empty] | 42 | 6 | 3 | 13 | 12 | 14 | 77 | 78 | 1 | 2 | 1 | 76
| Portland | ΔTA | 10.4 | 13.2 | 13.2 | 13.4 | 13.3 | 12.5 | 12.7 | 13.6 | 16.4 | 14.7 | 12.2 | 10 | 13
| Portland | I | 343 | 600 | 877 | 1252 | 1537 | 1627 | 1708 | 1492 | 1196 | 728 | 391 | 302 | 1005 |  |  |  |  | 2 | 3 | 1 | 2 | 1 | 1
| Portland | ΔTV | 0 | 0 | 0 | 0 | 0 | 0 | 0 | 0 | 0 | 0 | 0 | 0 | 0
| Portland | TAA | 503.5 | 504.3 | 505.7 | 508.2 | 512.75 | 516.55 | 520.05 | 520.5 | 518.2 | 512.25 | 506.7 | 503.2 | 51.4
| Portland | TB | 503.5 | 504.3 | 505.7 | 508.2 | 512.75 | 516.55 | 520.05 | 520.5 | 518.2 | 512.25 | 506.7 | 503.2 | 3682.6
| Portland | TLN | 43.9 | 44.7 | 46.1 | 48.6 | 53.15 | 56.95 | 60.45 | 60.9 | 58.6 | 52.65 | 47.1 | 43.6 | 51.3917
| Portland | TLX | 43.9 | 44.7 | 46.1 | 48.6 | 53.15 | 56.95 | 60.45 | 60.9 | 58.6 | 52.65 | 47.1 | 43.6 | 51.3917
| Portland | TLA | 43.9 | 44.7 | 46.1 | 48.6 | 53.15 | 56.95 | 60.45 | 60.9 | 58.6 | 52.65 | 47.1 | 43.6 | 51.3917
| Portland | TV | 43.9 | 44.7 | 46.1 | 48.6 | 53.15 | 56.95 | 60.45 | 60.9 | 58.6 | 52.65 | 47.1 | 43.6 | 51.3917
FX - 43 | Portland | TAN | 498.3 | 497.7 | 499.1 | 501.5 | 506.1 | 510.3 | 513.7 | 513.7 | 510 | 504.9 | 500.6 | 498.2 | 44.9 |  | 85 | 43 | 3 | 2 | 3 | 1 | 2 | 1 | 1 | 43 | 6 | 3 | 13 | 12 | 14 | 77 | 78 | 1 | 2 | 1 | 76
| Portland | TAX | 508.7 | 510.9 | 512.3 | 514.9 | 519.4 | 522.8 | 526.4 | 527.3 | 526.4 | 519.6 | 512.8 | 508.2 | 57.9 |  |  |  |  | 2 | 3 | 1 | 2 | 1 | 1 | 43 | 6 | 3 | 13 | 12 | 14 | 77 | 78 | 1 | 2 | 1 | 76
| Portland | αS | N/A | N/A | N/A | N/A | N/A | N/A | N/A | N/A | N/A | N/A | N/A | N/A | N/A | [10 empty] | 43 | 6 | 3 | 13 | 12 | 14 | 77 | 78 | 1 | 2 | 1 | 76
| Portland | αR | N/A | N/A | N/A | N/A | N/A | N/A | N/A | N/A | N/A | N/A | N/A | N/A | N/A | [10 empty] | 43 | 6 | 3 | 13 | 12 | 14 | 77 | 78 | 1 | 2 | 1 | 76
| Portland | α | Insulated | Insulated | Insulated | Insulated | Insulated | Insulated | Insulated | Insulated | Insulated | Insulated | Insulated | Insulated | Insulated | [10 empty] | 43 | 6 | 3 | 13 | 12 | 14 | 77 | 78 | 1 | 2 | 1 | 76
| Portland | ΔTA | 10.4 | 13.2 | 13.2 | 13.4 | 13.3 | 12.5 | 12.7 | 13.6 | 16.4 | 14.7 | 12.2 | 10 | 13
| Portland | I | 343 | 600 | 877 | 1252 | 1537 | 1627 | 1708 | 1492 | 1196 | 728 | 391 | 302 | 1005 |  |  |  |  | 2 | 3 | 1 | 2 | 1 | 1
| Portland | ΔTV | 0 | 0 | 0 | 0 | 0 | 0 | 0 | 0 | 0 | 0 | 0 | 0 | 0
| Portland | TAA | 503.5 | 504.3 | 505.7 | 508.2 | 512.75 | 516.55 | 520.05 | 520.5 | 518.2 | 512.25 | 506.7 | 503.2 | 51.4
| Portland | TB | 503.5 | 504.3 | 505.7 | 508.2 | 512.75 | 516.55 | 520.05 | 520.5 | 518.2 | 512.25 | 506.7 | 503.2 | 3682.6
| Portland | TLN | 43.9 | 44.7 | 46.1 | 48.6 | 53.15 | 56.95 | 60.45 | 60.9 | 58.6 | 52.65 | 47.1 | 43.6 | 51.3917
| Portland | TLX | 43.9 | 44.7 | 46.1 | 48.6 | 53.15 | 56.95 | 60.45 | 60.9 | 58.6 | 52.65 | 47.1 | 43.6 | 51.3917
| Portland | TLA | 43.9 | 44.7 | 46.1 | 48.6 | 53.15 | 56.95 | 60.45 | 60.9 | 58.6 | 52.65 | 47.1 | 43.6 | 51.3917
| Portland | TV | 43.9 | 44.7 | 46.1 | 48.6 | 53.15 | 56.95 | 60.45 | 60.9 | 58.6 | 52.65 | 47.1 | 43.6 | 51.3917
FX - 44 | Portland | TAN | 498.3 | 497.7 | 499.1 | 501.5 | 506.1 | 510.3 | 513.7 | 513.7 | 510 | 504.9 | 500.6 | 498.2 | 44.9 |  | 87 | 44 | 3 | 2 | 3 | 1 | 2 | 1 | 1 | 44 | 6 | 3 | 13 | 12 | 14 | 77 | 78 | 1 | 2 | 1 | 76
| Portland | TAX | 508.7 | 510.9 | 512.3 | 514.9 | 519.4 | 522.8 | 526.4 | 527.3 | 526.4 | 519.6 | 512.8 | 508.2 | 57.9 |  |  |  |  | 2 | 3 | 1 | 2 | 1 | 1 | 44 | 6 | 3 | 13 | 12 | 14 | 77 | 78 | 1 | 2 | 1 | 76
| Portland | αS | N/A | N/A | N/A | N/A | N/A | N/A | N/A | N/A | N/A | N/A | N/A | N/A | N/A | [10 empty] | 44 | 6 | 3 | 13 | 12 | 14 | 77 | 78 | 1 | 2 | 1 | 76
| Portland | αR | N/A | N/A | N/A | N/A | N/A | N/A | N/A | N/A | N/A | N/A | N/A | N/A | N/A | [10 empty] | 44 | 6 | 3 | 13 | 12 | 14 | 77 | 78 | 1 | 2 | 1 | 76
| Portland | α | Insulated | Insulated | Insulated | Insulated | Insulated | Insulated | Insulated | Insulated | Insulated | Insulated | Insulated | Insulated | Insulated | [10 empty] | 44 | 6 | 3 | 13 | 12 | 14 | 77 | 78 | 1 | 2 | 1 | 76
| Portland | ΔTA | 10.4 | 13.2 | 13.2 | 13.4 | 13.3 | 12.5 | 12.7 | 13.6 | 16.4 | 14.7 | 12.2 | 10 | 13
| Portland | I | 343 | 600 | 877 | 1252 | 1537 | 1627 | 1708 | 1492 | 1196 | 728 | 391 | 302 | 1005 |  |  |  |  | 2 | 3 | 1 | 2 | 1 | 1
| Portland | ΔTV | 0 | 0 | 0 | 0 | 0 | 0 | 0 | 0 | 0 | 0 | 0 | 0 | 0
| Portland | TAA | 503.5 | 504.3 | 505.7 | 508.2 | 512.75 | 516.55 | 520.05 | 520.5 | 518.2 | 512.25 | 506.7 | 503.2 | 51.4
| Portland | TB | 503.5 | 504.3 | 505.7 | 508.2 | 512.75 | 516.55 | 520.05 | 520.5 | 518.2 | 512.25 | 506.7 | 503.2 | 3682.6
| Portland | TLN | 43.9 | 44.7 | 46.1 | 48.6 | 53.15 | 56.95 | 60.45 | 60.9 | 58.6 | 52.65 | 47.1 | 43.6 | 51.3917
| Portland | TLX | 43.9 | 44.7 | 46.1 | 48.6 | 53.15 | 56.95 | 60.45 | 60.9 | 58.6 | 52.65 | 47.1 | 43.6 | 51.3917
| Portland | TLA | 43.9 | 44.7 | 46.1 | 48.6 | 53.15 | 56.95 | 60.45 | 60.9 | 58.6 | 52.65 | 47.1 | 43.6 | 51.3917
| Portland | TV | 43.9 | 44.7 | 46.1 | 48.6 | 53.15 | 56.95 | 60.45 | 60.9 | 58.6 | 52.65 | 47.1 | 43.6 | 51.3917
FX - 45 | Portland | TAN | 498.3 | 497.7 | 499.1 | 501.5 | 506.1 | 510.3 | 513.7 | 513.7 | 510 | 504.9 | 500.6 | 498.2 | 44.9 |  | 89 | 45 | 3 | 2 | 3 | 1 | 2 | 1 | 1 | 45 | 6 | 3 | 13 | 12 | 14 | 77 | 78 | 1 | 2 | 1 | 76
| Portland | TAX | 508.7 | 510.9 | 512.3 | 514.9 | 519.4 | 522.8 | 526.4 | 527.3 | 526.4 | 519.6 | 512.8 | 508.2 | 57.9 |  |  |  |  | 2 | 3 | 1 | 2 | 1 | 1 | 45 | 6 | 3 | 13 | 12 | 14 | 77 | 78 | 1 | 2 | 1 | 76
| Portland | αS | N/A | N/A | N/A | N/A | N/A | N/A | N/A | N/A | N/A | N/A | N/A | N/A | N/A | [10 empty] | 45 | 6 | 3 | 13 | 12 | 14 | 77 | 78 | 1 | 2 | 1 | 76
| Portland | αR | N/A | N/A | N/A | N/A | N/A | N/A | N/A | N/A | N/A | N/A | N/A | N/A | N/A | [10 empty] | 45 | 6 | 3 | 13 | 12 | 14 | 77 | 78 | 1 | 2 | 1 | 76
| Portland | α | Insulated | Insulated | Insulated | Insulated | Insulated | Insulated | Insulated | Insulated | Insulated | Insulated | Insulated | Insulated | Insulated | [10 empty] | 45 | 6 | 3 | 13 | 12 | 14 | 77 | 78 | 1 | 2 | 1 | 76
| Portland | ΔTA | 10.4 | 13.2 | 13.2 | 13.4 | 13.3 | 12.5 | 12.7 | 13.6 | 16.4 | 14.7 | 12.2 | 10 | 13
| Portland | I | 343 | 600 | 877 | 1252 | 1537 | 1627 | 1708 | 1492 | 1196 | 728 | 391 | 302 | 1005 |  |  |  |  | 2 | 3 | 1 | 2 | 1 | 1
| Portland | ΔTV | 0 | 0 | 0 | 0 | 0 | 0 | 0 | 0 | 0 | 0 | 0 | 0 | 0
| Portland | TAA | 503.5 | 504.3 | 505.7 | 508.2 | 512.75 | 516.55 | 520.05 | 520.5 | 518.2 | 512.25 | 506.7 | 503.2 | 51.4
| Portland | TB | 503.5 | 504.3 | 505.7 | 508.2 | 512.75 | 516.55 | 520.05 | 520.5 | 518.2 | 512.25 | 506.7 | 503.2 | 3682.6
| Portland | TLN | 43.9 | 44.7 | 46.1 | 48.6 | 53.15 | 56.95 | 60.45 | 60.9 | 58.6 | 52.65 | 47.1 | 43.6 | 51.3917
| Portland | TLX | 43.9 | 44.7 | 46.1 | 48.6 | 53.15 | 56.95 | 60.45 | 60.9 | 58.6 | 52.65 | 47.1 | 43.6 | 51.3917
| Portland | TLA | 43.9 | 44.7 | 46.1 | 48.6 | 53.15 | 56.95 | 60.45 | 60.9 | 58.6 | 52.65 | 47.1 | 43.6 | 51.3917
| Portland | TV | 43.9 | 44.7 | 46.1 | 48.6 | 53.15 | 56.95 | 60.45 | 60.9 | 58.6 | 52.65 | 47.1 | 43.6 | 51.3917
FX - 46 | Portland | TAN | 498.3 | 497.7 | 499.1 | 501.5 | 506.1 | 510.3 | 513.7 | 513.7 | 510 | 504.9 | 500.6 | 498.2 | 44.9 |  | 91 | 46 | 3 | 2 | 3 | 1 | 2 | 1 | 1 | 46 | 6 | 3 | 13 | 12 | 14 | 77 | 78 | 1 | 2 | 1 | 76
| Portland | TAX | 508.7 | 510.9 | 512.3 | 514.9 | 519.4 | 522.8 | 526.4 | 527.3 | 526.4 | 519.6 | 512.8 | 508.2 | 57.9 |  |  |  |  | 2 | 3 | 1 | 2 | 1 | 1 | 46 | 6 | 3 | 13 | 12 | 14 | 77 | 78 | 1 | 2 | 1 | 76
| Portland | αS | N/A | N/A | N/A | N/A | N/A | N/A | N/A | N/A | N/A | N/A | N/A | N/A | N/A | [10 empty] | 46 | 6 | 3 | 13 | 12 | 14 | 77 | 78 | 1 | 2 | 1 | 76
| Portland | αR | N/A | N/A | N/A | N/A | N/A | N/A | N/A | N/A | N/A | N/A | N/A | N/A | N/A | [10 empty] | 46 | 6 | 3 | 13 | 12 | 14 | 77 | 78 | 1 | 2 | 1 | 76
| Portland | α | Insulated | Insulated | Insulated | Insulated | Insulated | Insulated | Insulated | Insulated | Insulated | Insulated | Insulated | Insulated | Insulated | [10 empty] | 46 | 6 | 3 | 13 | 12 | 14 | 77 | 78 | 1 | 2 | 1 | 76
| Portland | ΔTA | 10.4 | 13.2 | 13.2 | 13.4 | 13.3 | 12.5 | 12.7 | 13.6 | 16.4 | 14.7 | 12.2 | 10 | 13
| Portland | I | 343 | 600 | 877 | 1252 | 1537 | 1627 | 1708 | 1492 | 1196 | 728 | 391 | 302 | 1005 |  |  |  |  | 2 | 3 | 1 | 2 | 1 | 1
| Portland | ΔTV | 0 | 0 | 0 | 0 | 0 | 0 | 0 | 0 | 0 | 0 | 0 | 0 | 0
| Portland | TAA | 503.5 | 504.3 | 505.7 | 508.2 | 512.75 | 516.55 | 520.05 | 520.5 | 518.2 | 512.25 | 506.7 | 503.2 | 51.4
| Portland | TB | 503.5 | 504.3 | 505.7 | 508.2 | 512.75 | 516.55 | 520.05 | 520.5 | 518.2 | 512.25 | 506.7 | 503.2 | 3682.6
| Portland | TLN | 43.9 | 44.7 | 46.1 | 48.6 | 53.15 | 56.95 | 60.45 | 60.9 | 58.6 | 52.65 | 47.1 | 43.6 | 51.3917
| Portland | TLX | 43.9 | 44.7 | 46.1 | 48.6 | 53.15 | 56.95 | 60.45 | 60.9 | 58.6 | 52.65 | 47.1 | 43.6 | 51.3917
| Portland | TLA | 43.9 | 44.7 | 46.1 | 48.6 | 53.15 | 56.95 | 60.45 | 60.9 | 58.6 | 52.65 | 47.1 | 43.6 | 51.3917
| Portland | TV | 43.9 | 44.7 | 46.1 | 48.6 | 53.15 | 56.95 | 60.45 | 60.9 | 58.6 | 52.65 | 47.1 | 43.6 | 51.3917
FX - 47 | Portland | TAN | 498.3 | 497.7 | 499.1 | 501.5 | 506.1 | 510.3 | 513.7 | 513.7 | 510 | 504.9 | 500.6 | 498.2 | 44.9 |  | 93 | 47 | 3 | 2 | 3 | 1 | 2 | 1 | 1 | 47 | 6 | 3 | 13 | 12 | 14 | 77 | 78 | 1 | 2 | 1 | 76
| Portland | TAX | 508.7 | 510.9 | 512.3 | 514.9 | 519.4 | 522.8 | 526.4 | 527.3 | 526.4 | 519.6 | 512.8 | 508.2 | 57.9 |  |  |  |  | 2 | 3 | 1 | 2 | 1 | 1 | 47 | 6 | 3 | 13 | 12 | 14 | 77 | 78 | 1 | 2 | 1 | 76
| Portland | αS | N/A | N/A | N/A | N/A | N/A | N/A | N/A | N/A | N/A | N/A | N/A | N/A | N/A | [10 empty] | 47 | 6 | 3 | 13 | 12 | 14 | 77 | 78 | 1 | 2 | 1 | 76
| Portland | αR | N/A | N/A | N/A | N/A | N/A | N/A | N/A | N/A | N/A | N/A | N/A | N/A | N/A | [10 empty] | 47 | 6 | 3 | 13 | 12 | 14 | 77 | 78 | 1 | 2 | 1 | 76
| Portland | α | Insulated | Insulated | Insulated | Insulated | Insulated | Insulated | Insulated | Insulated | Insulated | Insulated | Insulated | Insulated | Insulated | [10 empty] | 47 | 6 | 3 | 13 | 12 | 14 | 77 | 78 | 1 | 2 | 1 | 76
| Portland | ΔTA | 10.4 | 13.2 | 13.2 | 13.4 | 13.3 | 12.5 | 12.7 | 13.6 | 16.4 | 14.7 | 12.2 | 10 | 13
| Portland | I | 343 | 600 | 877 | 1252 | 1537 | 1627 | 1708 | 1492 | 1196 | 728 | 391 | 302 | 1005 |  |  |  |  | 2 | 3 | 1 | 2 | 1 | 1
| Portland | ΔTV | 0 | 0 | 0 | 0 | 0 | 0 | 0 | 0 | 0 | 0 | 0 | 0 | 0
| Portland | TAA | 503.5 | 504.3 | 505.7 | 508.2 | 512.75 | 516.55 | 520.05 | 520.5 | 518.2 | 512.25 | 506.7 | 503.2 | 51.4
| Portland | TB | 503.5 | 504.3 | 505.7 | 508.2 | 512.75 | 516.55 | 520.05 | 520.5 | 518.2 | 512.25 | 506.7 | 503.2 | 459.6
| Portland | TLN | 43.9 | 44.7 | 46.1 | 48.6 | 53.15 | 56.95 | 60.45 | 60.9 | 58.6 | 52.65 | 47.1 | 43.6 | 51.3917
| Portland | TLX | 43.9 | 44.7 | 46.1 | 48.6 | 53.15 | 56.95 | 60.45 | 60.9 | 58.6 | 52.65 | 47.1 | 43.6 | 51.3917
| Portland | TLA | 43.9 | 44.7 | 46.1 | 48.6 | 53.15 | 56.95 | 60.45 | 60.9 | 58.6 | 52.65 | 47.1 | 43.6 | 51.3917
| Portland | TV | 43.9 | 44.7 | 46.1 | 48.6 | 53.15 | 56.95 | 60.45 | 60.9 | 58.6 | 52.65 | 47.1 | 43.6 | 51.3917
FX - 48 | Portland | TAN | 498.3 | 497.7 | 499.1 | 501.5 | 506.1 | 510.3 | 513.7 | 513.7 | 510 | 504.9 | 500.6 | 498.2 | 44.9 |  | 95 | 48 | 3 | 2 | 3 | 1 | 2 | 1 | 1 | 48 | 6 | 3 | 13 | 12 | 14 | 77 | 78 | 1 | 2 | 1 | 76
| Portland | TAX | 508.7 | 510.9 | 512.3 | 514.9 | 519.4 | 522.8 | 526.4 | 527.3 | 526.4 | 519.6 | 512.8 | 508.2 | 57.9 |  |  |  |  | 2 | 3 | 1 | 2 | 1 | 1 | 48 | 6 | 3 | 13 | 12 | 14 | 77 | 78 | 1 | 2 | 1 | 76
| Portland | αS | N/A | N/A | N/A | N/A | N/A | N/A | N/A | N/A | N/A | N/A | N/A | N/A | N/A | [10 empty] | 48 | 6 | 3 | 13 | 12 | 14 | 77 | 78 | 1 | 2 | 1 | 76
| Portland | αR | 0.25 | 0.25 | 0.25 | 0.25 | 0.25 | 0.25 | 0.25 | 0.25 | 0.25 | 0.25 | 0.25 | 0.25 | 0.25 | [10 empty] | 48 | 6 | 3 | 13 | 12 | 14 | 77 | 78 | 1 | 2 | 1 | 76
| Portland | α | Partially Insulated | Partially Insulated | Partially Insulated | Partially Insulated | Partially Insulated | Partially Insulated | Partially Insulated | Partially Insulated | Partially Insulated | Partially Insulated | Partially Insulated | Partially Insulated | Partially Insulated | [10 empty] | 48 | 6 | 3 | 13 | 12 | 14 | 77 | 78 | 1 | 2 | 1 | 76
| Portland | ΔTA | 10.4 | 13.2 | 13.2 | 13.4 | 13.3 | 12.5 | 12.7 | 13.6 | 16.4 | 14.7 | 12.2 | 10 | 13
| Portland | I | 343 | 600 | 877 | 1252 | 1537 | 1627 | 1708 | 1492 | 1196 | 728 | 391 | 302 | 1005 |  |  |  |  | 2 | 3 | 1 | 2 | 1 | 1
| Portland | ΔTV | 7.955 | 10.92 | 12.305 | 14.3 | 15.665 | 15.635 | 16.16 | 15.62 | 15.82 | 12.46 | 9.275 | 7.51 | 12.825
| Portland | TAA | 503.5 | 504.3 | 505.7 | 508.2 | 512.75 | 516.55 | 520.05 | 520.5 | 518.2 | 512.25 | 506.7 | 503.2 | 51.4
| Portland | TB | 503.5 | 504.3 | 505.7 | 508.2 | 512.75 | 516.55 | 520.05 | 520.5 | 518.2 | 512.25 | 506.7 | 503.2 | 459.6
| Portland | TLN | 44.3287 | 45.45 | 47.1963 | 50.165 | 55.0712 | 58.9838 | 62.585 | 62.765 | 60.095 | 53.56 | 47.5888 | 43.9775 | 52.6472
| Portland | TLX | 44.3287 | 45.45 | 47.1963 | 50.165 | 55.0712 | 58.9838 | 62.585 | 62.765 | 60.095 | 53.56 | 47.5888 | 43.9775 | 52.6472
| Portland | TLA | 44.3287 | 45.45 | 47.1963 | 50.165 | 55.0712 | 58.9838 | 62.585 | 62.765 | 60.095 | 53.56 | 47.5888 | 43.9775 | 52.6472
| Portland | TV | 44.7575 | 46.2 | 48.2925 | 51.73 | 56.9925 | 61.0175 | 64.72 | 64.63 | 61.59 | 54.47 | 48.0775 | 44.355 | 53.9027
FX - 49 | Portland | TAN | 498.3 | 497.7 | 499.1 | 501.5 | 506.1 | 510.3 | 513.7 | 513.7 | 510 | 504.9 | 500.6 | 498.2 | 44.9 |  | 97 | 49 | 3 | 2 | 3 | 1 | 2 | 1 | 1 | 49 | 6 | 3 | 13 | 12 | 14 | 77 | 78 | 1 | 2 | 1 | 76
| Portland | TAX | 508.7 | 510.9 | 512.3 | 514.9 | 519.4 | 522.8 | 526.4 | 527.3 | 526.4 | 519.6 | 512.8 | 508.2 | 57.9 |  |  |  |  | 2 | 3 | 1 | 2 | 1 | 1 | 49 | 6 | 3 | 13 | 12 | 14 | 77 | 78 | 1 | 2 | 1 | 76
| Portland | αS | 0.25 | 0.25 | 0.25 | 0.25 | 0.25 | 0.25 | 0.25 | 0.25 | 0.25 | 0.25 | 0.25 | 0.25 | 0.25 | [10 empty] | 49 | 6 | 3 | 13 | 12 | 14 | 77 | 78 | 1 | 2 | 1 | 76
| Portland | αR | 0.25 | 0.25 | 0.25 | 0.25 | 0.25 | 0.25 | 0.25 | 0.25 | 0.25 | 0.25 | 0.25 | 0.25 | 0.25 | [10 empty] | 49 | 6 | 3 | 13 | 12 | 14 | 77 | 78 | 1 | 2 | 1 | 76
| Portland | α | 0.25 | 0.25 | 0.25 | 0.25 | 0.25 | 0.25 | 0.25 | 0.25 | 0.25 | 0.25 | 0.25 | 0.25 | 0.25 | [10 empty] | 49 | 6 | 3 | 13 | 12 | 14 | 77 | 78 | 1 | 2 | 1 | 76
| Portland | ΔTA | 10.4 | 13.2 | 13.2 | 13.4 | 13.3 | 12.5 | 12.7 | 13.6 | 16.4 | 14.7 | 12.2 | 10 | 13
| Portland | I | 343 | 600 | 877 | 1252 | 1537 | 1627 | 1708 | 1492 | 1196 | 728 | 391 | 302 | 1005 |  |  |  |  | 2 | 3 | 1 | 2 | 1 | 1
| Portland | ΔTV | 8.995 | 12.24 | 13.625 | 15.64 | 16.995 | 16.885 | 17.43 | 16.98 | 17.46 | 13.93 | 10.495 | 8.51 | 14.125
| Portland | TAA | 503.5 | 504.3 | 505.7 | 508.2 | 512.75 | 516.55 | 520.05 | 520.5 | 518.2 | 512.25 | 506.7 | 503.2 | 51.4
| Portland | TB | 503.7572 | 504.75 | 506.3578 | 509.139 | 513.9027 | 517.7703 | 521.331 | 521.619 | 519.097 | 512.796 | 506.9933 | 503.4265 | 922.6
| Portland | TLN | 42.4031 | 43.08 | 44.9509 | 48.0484 | 53.1029 | 57.2159 | 60.8136 | 60.7164 | 57.3532 | 50.9476 | 45.3247 | 42.1134 | 50.5058
| Portland | TLX | 46.5631 | 48.36 | 50.2309 | 53.4084 | 58.4229 | 62.2159 | 65.8936 | 66.1564 | 63.9132 | 56.8276 | 50.2047 | 46.1134 | 55.6925
| Portland | TLA | 44.4831 | 45.72 | 47.5909 | 50.7284 | 55.7629 | 59.7159 | 63.3536 | 63.4364 | 60.6332 | 53.8876 | 47.7647 | 44.1134 | 53.0992
| Portland | TV | 44.7489 | 46.185 | 48.2706 | 51.6987 | 56.9541 | 60.9768 | 64.6773 | 64.5927 | 61.5601 | 54.4518 | 48.0677 | 44.3475 | 53.8776
FX - 50 | Portland | TAN | 498.3 | 497.7 | 499.1 | 501.5 | 506.1 | 510.3 | 513.7 | 513.7 | 510 | 504.9 | 500.6 | 498.2 | 44.9 |  | 99 | 50 | 3 | 2 | 3 | 1 | 2 | 1 | 1 | 50 | 6 | 3 | 13 | 12 | 14 | 77 | 78 | 1 | 2 | 1 | 76
| Portland | TAX | 508.7 | 510.9 | 512.3 | 514.9 | 519.4 | 522.8 | 526.4 | 527.3 | 526.4 | 519.6 | 512.8 | 508.2 | 57.9 |  |  |  |  | 2 | 3 | 1 | 2 | 1 | 1 | 50 | 6 | 3 | 13 | 12 | 14 | 77 | 78 | 1 | 2 | 1 | 76
| Portland | αS | 0.25 | 0.25 | 0.25 | 0.25 | 0.25 | 0.25 | 0.25 | 0.25 | 0.25 | 0.25 | 0.25 | 0.25 | 0.25 | [10 empty] | 50 | 6 | 3 | 13 | 12 | 14 | 77 | 78 | 1 | 2 | 1 | 76
| Portland | αR | 0.25 | 0.25 | 0.25 | 0.25 | 0.25 | 0.25 | 0.25 | 0.25 | 0.25 | 0.25 | 0.25 | 0.25 | 0.25 | [10 empty] | 50 | 6 | 3 | 13 | 12 | 14 | 77 | 78 | 1 | 2 | 1 | 76
| Portland | α | 0.25 | 0.25 | 0.25 | 0.25 | 0.25 | 0.25 | 0.25 | 0.25 | 0.25 | 0.25 | 0.25 | 0.25 | 0.25 | [10 empty] | 50 | 6 | 3 | 13 | 12 | 14 | 77 | 78 | 1 | 2 | 1 | 76
| Portland | ΔTA | 10.4 | 13.2 | 13.2 | 13.4 | 13.3 | 12.5 | 12.7 | 13.6 | 16.4 | 14.7 | 12.2 | 10 | 13
| Portland | I | 343 | 600 | 877 | 1252 | 1537 | 1627 | 1708 | 1492 | 1196 | 728 | 391 | 302 | 1005 |  |  |  |  | 2 | 3 | 1 | 2 | 1 | 1
| Portland | ΔTV | 8.995 | 12.24 | 13.625 | 15.64 | 16.995 | 16.885 | 17.43 | 16.98 | 17.46 | 13.93 | 10.495 | 8.51 | 14.125
| Portland | TAA | 503.5 | 504.3 | 505.7 | 508.2 | 512.75 | 516.55 | 520.05 | 520.5 | 518.2 | 512.25 | 506.7 | 503.2 | 51.4
| Portland | TB | 503.7572 | 504.75 | 506.3578 | 509.139 | 513.9027 | 517.7703 | 521.331 | 521.619 | 519.097 | 512.796 | 506.9933 | 503.4265 | 922.6
| Portland | TLN | 42.4031 | 43.08 | 44.9509 | 48.0484 | 53.1029 | 57.2159 | 60.8136 | 60.7164 | 57.3532 | 50.9476 | 45.3247 | 42.1134 | 50.5058
| Portland | TLX | 46.5631 | 48.36 | 50.2309 | 53.4084 | 58.4229 | 62.2159 | 65.8936 | 66.1564 | 63.9132 | 56.8276 | 50.2047 | 46.1134 | 55.6925
| Portland | TLA | 44.4831 | 45.72 | 47.5909 | 50.7284 | 55.7629 | 59.7159 | 63.3536 | 63.4364 | 60.6332 | 53.8876 | 47.7647 | 44.1134 | 53.0992
| Portland | TV | 44.7489 | 46.185 | 48.2706 | 51.6987 | 56.9541 | 60.9768 | 64.6773 | 64.5927 | 61.5601 | 54.4518 | 48.0677 | 44.3475 | 53.8776
FX - 51 | Portland | TAN | 498.3 | 497.7 | 499.1 | 501.5 | 506.1 | 510.3 | 513.7 | 513.7 | 510 | 504.9 | 500.6 | 498.2 | 44.9 |  | 101 | 51 | 3 | 2 | 3 | 1 | 2 | 1 | 1 | 51 | 6 | 3 | 13 | 12 | 14 | 77 | 78 | 1 | 2 | 1 | 76
| Portland | TAX | 508.7 | 510.9 | 512.3 | 514.9 | 519.4 | 522.8 | 526.4 | 527.3 | 526.4 | 519.6 | 512.8 | 508.2 | 57.9 |  |  |  |  | 2 | 3 | 1 | 2 | 1 | 1 | 51 | 6 | 3 | 13 | 12 | 14 | 77 | 78 | 1 | 2 | 1 | 76
| Portland | αS | N/A | N/A | N/A | N/A | N/A | N/A | N/A | N/A | N/A | N/A | N/A | N/A | N/A | [10 empty] | 51 | 6 | 3 | 13 | 12 | 14 | 77 | 78 | 1 | 2 | 1 | 76
| Portland | αR | N/A | N/A | N/A | N/A | N/A | N/A | N/A | N/A | N/A | N/A | N/A | N/A | N/A | [10 empty] | 51 | 6 | 3 | 13 | 12 | 14 | 77 | 78 | 1 | 2 | 1 | 76
| Portland | α | Insulated | Insulated | Insulated | Insulated | Insulated | Insulated | Insulated | Insulated | Insulated | Insulated | Insulated | Insulated | Insulated | [10 empty] | 51 | 6 | 3 | 13 | 12 | 14 | 77 | 78 | 1 | 2 | 1 | 76
| Portland | ΔTA | 10.4 | 13.2 | 13.2 | 13.4 | 13.3 | 12.5 | 12.7 | 13.6 | 16.4 | 14.7 | 12.2 | 10 | 13
| Portland | I | 343 | 600 | 877 | 1252 | 1537 | 1627 | 1708 | 1492 | 1196 | 728 | 391 | 302 | 1005 |  |  |  |  | 2 | 3 | 1 | 2 | 1 | 1
| Portland | ΔTV | 0 | 0 | 0 | 0 | 0 | 0 | 0 | 0 | 0 | 0 | 0 | 0 | 0
| Portland | TAA | 503.5 | 504.3 | 505.7 | 508.2 | 512.75 | 516.55 | 520.05 | 520.5 | 518.2 | 512.25 | 506.7 | 503.2 | 51.4
| Portland | TB | 503.5 | 504.3 | 505.7 | 508.2 | 512.75 | 516.55 | 520.05 | 520.5 | 518.2 | 512.25 | 506.7 | 503.2 | 459.6
| Portland | TLN | 43.9 | 44.7 | 46.1 | 48.6 | 53.15 | 56.95 | 60.45 | 60.9 | 58.6 | 52.65 | 47.1 | 43.6 | 51.3917
| Portland | TLX | 43.9 | 44.7 | 46.1 | 48.6 | 53.15 | 56.95 | 60.45 | 60.9 | 58.6 | 52.65 | 47.1 | 43.6 | 51.3917
| Portland | TLA | 43.9 | 44.7 | 46.1 | 48.6 | 53.15 | 56.95 | 60.45 | 60.9 | 58.6 | 52.65 | 47.1 | 43.6 | 51.3917
| Portland | TV | 43.9 | 44.7 | 46.1 | 48.6 | 53.15 | 56.95 | 60.45 | 60.9 | 58.6 | 52.65 | 47.1 | 43.6 | 51.3917
FX - 52 | Portland | TAN | 498.3 | 497.7 | 499.1 | 501.5 | 506.1 | 510.3 | 513.7 | 513.7 | 510 | 504.9 | 500.6 | 498.2 | 44.9 |  | 103 | 52 | 3 | 2 | 3 | 1 | 2 | 1 | 1 | 52 | 6 | 3 | 13 | 12 | 14 | 77 | 78 | 1 | 2 | 1 | 76
| Portland | TAX | 508.7 | 510.9 | 512.3 | 514.9 | 519.4 | 522.8 | 526.4 | 527.3 | 526.4 | 519.6 | 512.8 | 508.2 | 57.9 |  |  |  |  | 2 | 3 | 1 | 2 | 1 | 1 | 52 | 6 | 3 | 13 | 12 | 14 | 77 | 78 | 1 | 2 | 1 | 76
| Portland | αS | 0.58 | 0.58 | 0.58 | 0.58 | 0.58 | 0.58 | 0.58 | 0.58 | 0.58 | 0.58 | 0.58 | 0.58 | 0.58 | [10 empty] | 52 | 6 | 3 | 13 | 12 | 14 | 77 | 78 | 1 | 2 | 1 | 76
| Portland | αR | 0.58 | 0.58 | 0.58 | 0.58 | 0.58 | 0.58 | 0.58 | 0.58 | 0.58 | 0.58 | 0.58 | 0.58 | 0.58 | [10 empty] | 52 | 6 | 3 | 13 | 12 | 14 | 77 | 78 | 1 | 2 | 1 | 76
| Portland | α | 0.58 | 0.58 | 0.58 | 0.58 | 0.58 | 0.58 | 0.58 | 0.58 | 0.58 | 0.58 | 0.58 | 0.58 | 0.58 | [10 empty] | 52 | 6 | 3 | 13 | 12 | 14 | 77 | 78 | 1 | 2 | 1 | 76
| Portland | ΔTA | 10.4 | 13.2 | 13.2 | 13.4 | 13.3 | 12.5 | 12.7 | 13.6 | 16.4 | 14.7 | 12.2 | 10 | 13
| Portland | I | 343 | 600 | 877 | 1252 | 1537 | 1627 | 1708 | 1492 | 1196 | 728 | 391 | 302 | 1005 |  |  |  |  | 2 | 3 | 1 | 2 | 1 | 1
| Portland | ΔTV | 11.2588 | 16.2 | 19.4132 | 23.9032 | 27.1392 | 27.6232 | 28.7028 | 26.8272 | 25.3536 | 18.7348 | 13.0756 | 10.5032 | 20.758
| Portland | TAA | 503.5 | 504.3 | 505.7 | 508.2 | 512.75 | 516.55 | 520.05 | 520.5 | 518.2 | 512.25 | 506.7 | 503.2 | 51.4
| Portland | TB | 504.0968 | 505.344 | 507.226 | 510.3785 | 515.4244 | 519.381 | 523.0219 | 523.0961 | 520.281 | 513.5167 | 507.3803 | 503.7255 | 5749.6
| Portland | TLN | 43.1728 | 44.4264 | 46.9189 | 50.8579 | 56.5519 | 60.8669 | 64.6464 | 64.0644 | 60.037 | 52.5812 | 46.2021 | 42.7911 | 52.7598
| Portland | TLX | 47.3328 | 49.7064 | 52.1989 | 56.2179 | 61.8719 | 65.8669 | 69.7264 | 69.5044 | 66.597 | 58.4612 | 51.0821 | 46.7911 | 57.9464
| Portland | TLA | 45.2528 | 47.0664 | 49.5589 | 53.5379 | 59.2119 | 63.3669 | 67.1864 | 66.7844 | 63.317 | 55.5212 | 48.6421 | 44.7911 | 55.3531
| Portland | TV | 45.8695 | 48.1452 | 51.1357 | 55.789 | 61.9755 | 66.2922 | 70.2573 | 69.4671 | 65.4674 | 56.8302 | 49.3451 | 45.3341 | 57.159
FX - 53 | Portland | TAN | 498.3 | 497.7 | 499.1 | 501.5 | 506.1 | 510.3 | 513.7 | 513.7 | 510 | 504.9 | 500.6 | 498.2 | 44.9 |  | 105 | 53 | 3 | 2 | 3 | 1 | 2 | 1 | 1 | 53 | 6 | 3 | 13 | 12 | 14 | 77 | 78 | 1 | 2 | 1 | 76
| Portland | TAX | 508.7 | 510.9 | 512.3 | 514.9 | 519.4 | 522.8 | 526.4 | 527.3 | 526.4 | 519.6 | 512.8 | 508.2 | 57.9 |  |  |  |  | 2 | 3 | 1 | 2 | 1 | 1 | 53 | 6 | 3 | 13 | 12 | 14 | 77 | 78 | 1 | 2 | 1 | 76
| Portland | αS | 0.58 | 0.58 | 0.58 | 0.58 | 0.58 | 0.58 | 0.58 | 0.58 | 0.58 | 0.58 | 0.58 | 0.58 | 0.58 | [10 empty] | 53 | 6 | 3 | 13 | 12 | 14 | 77 | 78 | 1 | 2 | 1 | 76
| Portland | αR | 0.58 | 0.58 | 0.58 | 0.58 | 0.58 | 0.58 | 0.58 | 0.58 | 0.58 | 0.58 | 0.58 | 0.58 | 0.58 | [10 empty] | 53 | 6 | 3 | 13 | 12 | 14 | 77 | 78 | 1 | 2 | 1 | 76
| Portland | α | 0.58 | 0.58 | 0.58 | 0.58 | 0.58 | 0.58 | 0.58 | 0.58 | 0.58 | 0.58 | 0.58 | 0.58 | 0.58 | [10 empty] | 53 | 6 | 3 | 13 | 12 | 14 | 77 | 78 | 1 | 2 | 1 | 76
| Portland | ΔTA | 10.4 | 13.2 | 13.2 | 13.4 | 13.3 | 12.5 | 12.7 | 13.6 | 16.4 | 14.7 | 12.2 | 10 | 13
| Portland | I | 343 | 600 | 877 | 1252 | 1537 | 1627 | 1708 | 1492 | 1196 | 728 | 391 | 302 | 1005 |  |  |  |  | 2 | 3 | 1 | 2 | 1 | 1
| Portland | ΔTV | 11.2588 | 16.2 | 19.4132 | 23.9032 | 27.1392 | 27.6232 | 28.7028 | 26.8272 | 25.3536 | 18.7348 | 13.0756 | 10.5032 | 20.758
| Portland | TAA | 503.5 | 504.3 | 505.7 | 508.2 | 512.75 | 516.55 | 520.05 | 520.5 | 518.2 | 512.25 | 506.7 | 503.2 | 51.4
| Portland | TB | 504.0968 | 505.344 | 507.226 | 510.3785 | 515.4244 | 519.381 | 523.0219 | 523.0961 | 520.281 | 513.5167 | 507.3803 | 503.7255 | 5749.6
| Portland | TLN | 43.1728 | 44.4264 | 46.9189 | 50.8579 | 56.5519 | 60.8669 | 64.6464 | 64.0644 | 60.037 | 52.5812 | 46.2021 | 42.7911 | 52.7598
| Portland | TLX | 47.3328 | 49.7064 | 52.1989 | 56.2179 | 61.8719 | 65.8669 | 69.7264 | 69.5044 | 66.597 | 58.4612 | 51.0821 | 46.7911 | 57.9464
| Portland | TLA | 45.2528 | 47.0664 | 49.5589 | 53.5379 | 59.2119 | 63.3669 | 67.1864 | 66.7844 | 63.317 | 55.5212 | 48.6421 | 44.7911 | 55.3531
| Portland | TV | 45.8695 | 48.1452 | 51.1357 | 55.789 | 61.9755 | 66.2922 | 70.2573 | 69.4671 | 65.4674 | 56.8302 | 49.3451 | 45.3341 | 57.159
FX - 54 | Portland | TAN | 498.3 | 497.7 | 499.1 | 501.5 | 506.1 | 510.3 | 513.7 | 513.7 | 510 | 504.9 | 500.6 | 498.2 | 44.9 |  | 107 | 54 | 3 | 2 | 3 | 1 | 2 | 1 | 1 | 54 | 6 | 3 | 13 | 12 | 14 | 77 | 78 | 1 | 2 | 1 | 76
| Portland | TAX | 508.7 | 510.9 | 512.3 | 514.9 | 519.4 | 522.8 | 526.4 | 527.3 | 526.4 | 519.6 | 512.8 | 508.2 | 57.9 |  |  |  |  | 2 | 3 | 1 | 2 | 1 | 1 | 54 | 6 | 3 | 13 | 12 | 14 | 77 | 78 | 1 | 2 | 1 | 76
| Portland | αS | 0.58 | 0.58 | 0.58 | 0.58 | 0.58 | 0.58 | 0.58 | 0.58 | 0.58 | 0.58 | 0.58 | 0.58 | 0.58 | [10 empty] | 54 | 6 | 3 | 13 | 12 | 14 | 77 | 78 | 1 | 2 | 1 | 76
| Portland | αR | 0.58 | 0.58 | 0.58 | 0.58 | 0.58 | 0.58 | 0.58 | 0.58 | 0.58 | 0.58 | 0.58 | 0.58 | 0.58 | [10 empty] | 54 | 6 | 3 | 13 | 12 | 14 | 77 | 78 | 1 | 2 | 1 | 76
| Portland | α | 0.58 | 0.58 | 0.58 | 0.58 | 0.58 | 0.58 | 0.58 | 0.58 | 0.58 | 0.58 | 0.58 | 0.58 | 0.58 | [10 empty] | 54 | 6 | 3 | 13 | 12 | 14 | 77 | 78 | 1 | 2 | 1 | 76
| Portland | ΔTA | 10.4 | 13.2 | 13.2 | 13.4 | 13.3 | 12.5 | 12.7 | 13.6 | 16.4 | 14.7 | 12.2 | 10 | 13
| Portland | I | 343 | 600 | 877 | 1252 | 1537 | 1627 | 1708 | 1492 | 1196 | 728 | 391 | 302 | 1005 |  |  |  |  | 2 | 3 | 1 | 2 | 1 | 1
| Portland | ΔTV | 11.2588 | 16.2 | 19.4132 | 23.9032 | 27.1392 | 27.6232 | 28.7028 | 26.8272 | 25.3536 | 18.7348 | 13.0756 | 10.5032 | 20.758
| Portland | TAA | 503.5 | 504.3 | 505.7 | 508.2 | 512.75 | 516.55 | 520.05 | 520.5 | 518.2 | 512.25 | 506.7 | 503.2 | 51.4
| Portland | TB | 504.0968 | 505.344 | 507.226 | 510.3785 | 515.4244 | 519.381 | 523.0219 | 523.0961 | 520.281 | 513.5167 | 507.3803 | 503.7255 | 5746.6
| Portland | TLN | 43.1728 | 44.4264 | 46.9189 | 50.8579 | 56.5519 | 60.8669 | 64.6464 | 64.0644 | 60.037 | 52.5812 | 46.2021 | 42.7911 | 52.7598
| Portland | TLX | 47.3328 | 49.7064 | 52.1989 | 56.2179 | 61.8719 | 65.8669 | 69.7264 | 69.5044 | 66.597 | 58.4612 | 51.0821 | 46.7911 | 57.9464
| Portland | TLA | 45.2528 | 47.0664 | 49.5589 | 53.5379 | 59.2119 | 63.3669 | 67.1864 | 66.7844 | 63.317 | 55.5212 | 48.6421 | 44.7911 | 55.3531
| Portland | TV | 45.8695 | 48.1452 | 51.1357 | 55.789 | 61.9755 | 66.2922 | 70.2573 | 69.4671 | 65.4674 | 56.8302 | 49.3451 | 45.3341 | 57.159
FX - 55 | Portland | TAN | 498.3 | 497.7 | 499.1 | 501.5 | 506.1 | 510.3 | 513.7 | 513.7 | 510 | 504.9 | 500.6 | 498.2 | 44.9 |  | 109 | 55 | 3 | 2 | 3 | 1 | 2 | 1 | 1 | 55 | 6 | 3 | 13 | 12 | 14 | 77 | 78 | 1 | 2 | 1 | 76
| Portland | TAX | 508.7 | 510.9 | 512.3 | 514.9 | 519.4 | 522.8 | 526.4 | 527.3 | 526.4 | 519.6 | 512.8 | 508.2 | 57.9 |  |  |  |  | 2 | 3 | 1 | 2 | 1 | 1 | 55 | 6 | 3 | 13 | 12 | 14 | 77 | 78 | 1 | 2 | 1 | 76
| Portland | αS | 0.58 | 0.58 | 0.58 | 0.58 | 0.58 | 0.58 | 0.58 | 0.58 | 0.58 | 0.58 | 0.58 | 0.58 | 0.58 | [10 empty] | 55 | 6 | 3 | 13 | 12 | 14 | 77 | 78 | 1 | 2 | 1 | 76
| Portland | αR | 0.58 | 0.58 | 0.58 | 0.58 | 0.58 | 0.58 | 0.58 | 0.58 | 0.58 | 0.58 | 0.58 | 0.58 | 0.58 | [10 empty] | 55 | 6 | 3 | 13 | 12 | 14 | 77 | 78 | 1 | 2 | 1 | 76
| Portland | α | 0.58 | 0.58 | 0.58 | 0.58 | 0.58 | 0.58 | 0.58 | 0.58 | 0.58 | 0.58 | 0.58 | 0.58 | 0.58 | [10 empty] | 55 | 6 | 3 | 13 | 12 | 14 | 77 | 78 | 1 | 2 | 1 | 76
| Portland | ΔTA | 10.4 | 13.2 | 13.2 | 13.4 | 13.3 | 12.5 | 12.7 | 13.6 | 16.4 | 14.7 | 12.2 | 10 | 13
| Portland | I | 343 | 600 | 877 | 1252 | 1537 | 1627 | 1708 | 1492 | 1196 | 728 | 391 | 302 | 1005 |  |  |  |  | 2 | 3 | 1 | 2 | 1 | 1
| Portland | ΔTV | 11.2588 | 16.2 | 19.4132 | 23.9032 | 27.1392 | 27.6232 | 28.7028 | 26.8272 | 25.3536 | 18.7348 | 13.0756 | 10.5032 | 20.758
| Portland | TAA | 503.5 | 504.3 | 505.7 | 508.2 | 512.75 | 516.55 | 520.05 | 520.5 | 518.2 | 512.25 | 506.7 | 503.2 | 51.4
| Portland | TB | 504.0968 | 505.344 | 507.226 | 510.3785 | 515.4244 | 519.381 | 523.0219 | 523.0961 | 520.281 | 513.5167 | 507.3803 | 503.7255 | 5746.6
| Portland | TLN | 43.1728 | 44.4264 | 46.9189 | 50.8579 | 56.5519 | 60.8669 | 64.6464 | 64.0644 | 60.037 | 52.5812 | 46.2021 | 42.7911 | 52.7598
| Portland | TLX | 47.3328 | 49.7064 | 52.1989 | 56.2179 | 61.8719 | 65.8669 | 69.7264 | 69.5044 | 66.597 | 58.4612 | 51.0821 | 46.7911 | 57.9464
| Portland | TLA | 45.2528 | 47.0664 | 49.5589 | 53.5379 | 59.2119 | 63.3669 | 67.1864 | 66.7844 | 63.317 | 55.5212 | 48.6421 | 44.7911 | 55.3531
| Portland | TV | 45.8695 | 48.1452 | 51.1357 | 55.789 | 61.9755 | 66.2922 | 70.2573 | 69.4671 | 65.4674 | 56.8302 | 49.3451 | 45.3341 | 57.159
FX - 56 | Portland | TAN | 498.3 | 497.7 | 499.1 | 501.5 | 506.1 | 510.3 | 513.7 | 513.7 | 510 | 504.9 | 500.6 | 498.2 | 44.9 |  | 111 | 56 | 3 | 2 | 3 | 1 | 2 | 1 | 1 | 56 | 6 | 3 | 13 | 12 | 14 | 77 | 78 | 1 | 2 | 1 | 76
| Portland | TAX | 508.7 | 510.9 | 512.3 | 514.9 | 519.4 | 522.8 | 526.4 | 527.3 | 526.4 | 519.6 | 512.8 | 508.2 | 57.9 |  |  |  |  | 2 | 3 | 1 | 2 | 1 | 1 | 56 | 6 | 3 | 13 | 12 | 14 | 77 | 78 | 1 | 2 | 1 | 76
| Portland | αS | N/A | N/A | N/A | N/A | N/A | N/A | N/A | N/A | N/A | N/A | N/A | N/A | N/A | [10 empty] | 56 | 6 | 3 | 13 | 12 | 14 | 77 | 78 | 1 | 2 | 1 | 76
| Portland | αR | 0.25 | 0.25 | 0.25 | 0.25 | 0.25 | 0.25 | 0.25 | 0.25 | 0.25 | 0.25 | 0.25 | 0.25 | 0.25 | [10 empty] | 56 | 6 | 3 | 13 | 12 | 14 | 77 | 78 | 1 | 2 | 1 | 76
| Portland | α | Partially Insulated | Partially Insulated | Partially Insulated | Partially Insulated | Partially Insulated | Partially Insulated | Partially Insulated | Partially Insulated | Partially Insulated | Partially Insulated | Partially Insulated | Partially Insulated | Partially Insulated | [10 empty] | 56 | 6 | 3 | 13 | 12 | 14 | 77 | 78 | 1 | 2 | 1 | 76
| Portland | ΔTA | 10.4 | 13.2 | 13.2 | 13.4 | 13.3 | 12.5 | 12.7 | 13.6 | 16.4 | 14.7 | 12.2 | 10 | 13
| Portland | I | 343 | 600 | 877 | 1252 | 1537 | 1627 | 1708 | 1492 | 1196 | 728 | 391 | 302 | 1005 |  |  |  |  | 2 | 3 | 1 | 2 | 1 | 1
| Portland | ΔTV | 7.955 | 10.92 | 12.305 | 14.3 | 15.665 | 15.635 | 16.16 | 15.62 | 15.82 | 12.46 | 9.275 | 7.51 | 12.825
| Portland | TAA | 503.5 | 504.3 | 505.7 | 508.2 | 512.75 | 516.55 | 520.05 | 520.5 | 518.2 | 512.25 | 506.7 | 503.2 | 51.4
| Portland | TB | 503.5 | 504.3 | 505.7 | 508.2 | 512.75 | 516.55 | 520.05 | 520.5 | 518.2 | 512.25 | 506.7 | 503.2 | 739.6
| Portland | TLN | 44.3287 | 45.45 | 47.1963 | 50.165 | 55.0712 | 58.9838 | 62.585 | 62.765 | 60.095 | 53.56 | 47.5888 | 43.9775 | 52.6472
| Portland | TLX | 44.3287 | 45.45 | 47.1963 | 50.165 | 55.0712 | 58.9838 | 62.585 | 62.765 | 60.095 | 53.56 | 47.5888 | 43.9775 | 52.6472
| Portland | TLA | 44.3287 | 45.45 | 47.1963 | 50.165 | 55.0712 | 58.9838 | 62.585 | 62.765 | 60.095 | 53.56 | 47.5888 | 43.9775 | 52.6472
| Portland | TV | 44.7575 | 46.2 | 48.2925 | 51.73 | 56.9925 | 61.0175 | 64.72 | 64.63 | 61.59 | 54.47 | 48.0775 | 44.355 | 53.9027
FX - 57 | Portland | TAN | 498.3 | 497.7 | 499.1 | 501.5 | 506.1 | 510.3 | 513.7 | 513.7 | 510 | 504.9 | 500.6 | 498.2 | 44.9 |  | 113 | 57 | 3 | 2 | 3 | 1 | 2 | 1 | 1 | 57 | 6 | 3 | 13 | 12 | 14 | 77 | 78 | 1 | 2 | 1 | 76
| Portland | TAX | 508.7 | 510.9 | 512.3 | 514.9 | 519.4 | 522.8 | 526.4 | 527.3 | 526.4 | 519.6 | 512.8 | 508.2 | 57.9 |  |  |  |  | 2 | 3 | 1 | 2 | 1 | 1 | 57 | 6 | 3 | 13 | 12 | 14 | 77 | 78 | 1 | 2 | 1 | 76
| Portland | αS | N/A | N/A | N/A | N/A | N/A | N/A | N/A | N/A | N/A | N/A | N/A | N/A | N/A | [10 empty] | 57 | 6 | 3 | 13 | 12 | 14 | 77 | 78 | 1 | 2 | 1 | 76
| Portland | αR | 0.25 | 0.25 | 0.25 | 0.25 | 0.25 | 0.25 | 0.25 | 0.25 | 0.25 | 0.25 | 0.25 | 0.25 | 0.25 | [10 empty] | 57 | 6 | 3 | 13 | 12 | 14 | 77 | 78 | 1 | 2 | 1 | 76
| Portland | α | Partially Insulated | Partially Insulated | Partially Insulated | Partially Insulated | Partially Insulated | Partially Insulated | Partially Insulated | Partially Insulated | Partially Insulated | Partially Insulated | Partially Insulated | Partially Insulated | Partially Insulated | [10 empty] | 57 | 6 | 3 | 13 | 12 | 14 | 77 | 78 | 1 | 2 | 1 | 76
| Portland | ΔTA | 10.4 | 13.2 | 13.2 | 13.4 | 13.3 | 12.5 | 12.7 | 13.6 | 16.4 | 14.7 | 12.2 | 10 | 13
| Portland | I | 343 | 600 | 877 | 1252 | 1537 | 1627 | 1708 | 1492 | 1196 | 728 | 391 | 302 | 1005 |  |  |  |  | 2 | 3 | 1 | 2 | 1 | 1
| Portland | ΔTV | 7.955 | 10.92 | 12.305 | 14.3 | 15.665 | 15.635 | 16.16 | 15.62 | 15.82 | 12.46 | 9.275 | 7.51 | 12.825
| Portland | TAA | 503.5 | 504.3 | 505.7 | 508.2 | 512.75 | 516.55 | 520.05 | 520.5 | 518.2 | 512.25 | 506.7 | 503.2 | 51.4
| Portland | TB | 503.5 | 504.3 | 505.7 | 508.2 | 512.75 | 516.55 | 520.05 | 520.5 | 518.2 | 512.25 | 506.7 | 503.2 | 944.6
| Portland | TLN | 44.3287 | 45.45 | 47.1963 | 50.165 | 55.0712 | 58.9838 | 62.585 | 62.765 | 60.095 | 53.56 | 47.5888 | 43.9775 | 52.6472
| Portland | TLX | 44.3287 | 45.45 | 47.1963 | 50.165 | 55.0712 | 58.9838 | 62.585 | 62.765 | 60.095 | 53.56 | 47.5888 | 43.9775 | 52.6472
| Portland | TLA | 44.3287 | 45.45 | 47.1963 | 50.165 | 55.0712 | 58.9838 | 62.585 | 62.765 | 60.095 | 53.56 | 47.5888 | 43.9775 | 52.6472
| Portland | TV | 44.7575 | 46.2 | 48.2925 | 51.73 | 56.9925 | 61.0175 | 64.72 | 64.63 | 61.59 | 54.47 | 48.0775 | 44.355 | 53.9027
FX - 58 | Portland | TAN | 498.3 | 497.7 | 499.1 | 501.5 | 506.1 | 510.3 | 513.7 | 513.7 | 510 | 504.9 | 500.6 | 498.2 | 44.9 |  | 115 | 58 | 3 | 2 | 3 | 1 | 2 | 1 | 1 | 58 | 6 | 3 | 13 | 12 | 14 | 77 | 78 | 1 | 2 | 1 | 76
| Portland | TAX | 508.7 | 510.9 | 512.3 | 514.9 | 519.4 | 522.8 | 526.4 | 527.3 | 526.4 | 519.6 | 512.8 | 508.2 | 57.9 |  |  |  |  | 2 | 3 | 1 | 2 | 1 | 1 | 58 | 6 | 3 | 13 | 12 | 14 | 77 | 78 | 1 | 2 | 1 | 76
| Portland | αS | N/A | N/A | N/A | N/A | N/A | N/A | N/A | N/A | N/A | N/A | N/A | N/A | N/A | [10 empty] | 58 | 6 | 3 | 13 | 12 | 14 | 77 | 78 | 1 | 2 | 1 | 76
| Portland | αR | 0.25 | 0.25 | 0.25 | 0.25 | 0.25 | 0.25 | 0.25 | 0.25 | 0.25 | 0.25 | 0.25 | 0.25 | 0.25 | [10 empty] | 58 | 6 | 3 | 13 | 12 | 14 | 77 | 78 | 1 | 2 | 1 | 76
| Portland | α | Partially Insulated | Partially Insulated | Partially Insulated | Partially Insulated | Partially Insulated | Partially Insulated | Partially Insulated | Partially Insulated | Partially Insulated | Partially Insulated | Partially Insulated | Partially Insulated | Partially Insulated | [10 empty] | 58 | 6 | 3 | 13 | 12 | 14 | 77 | 78 | 1 | 2 | 1 | 76
| Portland | ΔTA | 10.4 | 13.2 | 13.2 | 13.4 | 13.3 | 12.5 | 12.7 | 13.6 | 16.4 | 14.7 | 12.2 | 10 | 13
| Portland | I | 343 | 600 | 877 | 1252 | 1537 | 1627 | 1708 | 1492 | 1196 | 728 | 391 | 302 | 1005 |  |  |  |  | 2 | 3 | 1 | 2 | 1 | 1
| Portland | ΔTV | 7.955 | 10.92 | 12.305 | 14.3 | 15.665 | 15.635 | 16.16 | 15.62 | 15.82 | 12.46 | 9.275 | 7.51 | 12.825
| Portland | TAA | 503.5 | 504.3 | 505.7 | 508.2 | 512.75 | 516.55 | 520.05 | 520.5 | 518.2 | 512.25 | 506.7 | 503.2 | 51.4
| Portland | TB | 503.5 | 504.3 | 505.7 | 508.2 | 512.75 | 516.55 | 520.05 | 520.5 | 518.2 | 512.25 | 506.7 | 503.2 | 942.6
| Portland | TLN | 44.3287 | 45.45 | 47.1963 | 50.165 | 55.0712 | 58.9838 | 62.585 | 62.765 | 60.095 | 53.56 | 47.5888 | 43.9775 | 52.6472
| Portland | TLX | 44.3287 | 45.45 | 47.1963 | 50.165 | 55.0712 | 58.9838 | 62.585 | 62.765 | 60.095 | 53.56 | 47.5888 | 43.9775 | 52.6472
| Portland | TLA | 44.3287 | 45.45 | 47.1963 | 50.165 | 55.0712 | 58.9838 | 62.585 | 62.765 | 60.095 | 53.56 | 47.5888 | 43.9775 | 52.6472
| Portland | TV | 44.7575 | 46.2 | 48.2925 | 51.73 | 56.9925 | 61.0175 | 64.72 | 64.63 | 61.59 | 54.47 | 48.0775 | 44.355 | 53.9027
FX - 59 | Portland | TAN | 498.3 | 497.7 | 499.1 | 501.5 | 506.1 | 510.3 | 513.7 | 513.7 | 510 | 504.9 | 500.6 | 498.2 | 44.9 |  | 117 | 59 | 3 | 2 | 3 | 1 | 2 | 1 | 1 | 59 | 6 | 3 | 13 | 12 | 14 | 77 | 78 | 1 | 2 | 1 | 76
| Portland | TAX | 508.7 | 510.9 | 512.3 | 514.9 | 519.4 | 522.8 | 526.4 | 527.3 | 526.4 | 519.6 | 512.8 | 508.2 | 57.9 |  |  |  |  | 2 | 3 | 1 | 2 | 1 | 1 | 59 | 6 | 3 | 13 | 12 | 14 | 77 | 78 | 1 | 2 | 1 | 76
| Portland | αS | N/A | N/A | N/A | N/A | N/A | N/A | N/A | N/A | N/A | N/A | N/A | N/A | N/A | [10 empty] | 59 | 6 | 3 | 13 | 12 | 14 | 77 | 78 | 1 | 2 | 1 | 76
| Portland | αR | 0.25 | 0.25 | 0.25 | 0.25 | 0.25 | 0.25 | 0.25 | 0.25 | 0.25 | 0.25 | 0.25 | 0.25 | 0.25 | [10 empty] | 59 | 6 | 3 | 13 | 12 | 14 | 77 | 78 | 1 | 2 | 1 | 76
| Portland | α | Partially Insulated | Partially Insulated | Partially Insulated | Partially Insulated | Partially Insulated | Partially Insulated | Partially Insulated | Partially Insulated | Partially Insulated | Partially Insulated | Partially Insulated | Partially Insulated | Partially Insulated | [10 empty] | 59 | 6 | 3 | 13 | 12 | 14 | 77 | 78 | 1 | 2 | 1 | 76
| Portland | ΔTA | 10.4 | 13.2 | 13.2 | 13.4 | 13.3 | 12.5 | 12.7 | 13.6 | 16.4 | 14.7 | 12.2 | 10 | 13
| Portland | I | 343 | 600 | 877 | 1252 | 1537 | 1627 | 1708 | 1492 | 1196 | 728 | 391 | 302 | 1005 |  |  |  |  | 2 | 3 | 1 | 2 | 1 | 1
| Portland | ΔTV | 7.955 | 10.92 | 12.305 | 14.3 | 15.665 | 15.635 | 16.16 | 15.62 | 15.82 | 12.46 | 9.275 | 7.51 | 12.825
| Portland | TAA | 503.5 | 504.3 | 505.7 | 508.2 | 512.75 | 516.55 | 520.05 | 520.5 | 518.2 | 512.25 | 506.7 | 503.2 | 51.4
| Portland | TB | 503.5 | 504.3 | 505.7 | 508.2 | 512.75 | 516.55 | 520.05 | 520.5 | 518.2 | 512.25 | 506.7 | 503.2 | 942.6
| Portland | TLN | 44.3287 | 45.45 | 47.1963 | 50.165 | 55.0712 | 58.9838 | 62.585 | 62.765 | 60.095 | 53.56 | 47.5888 | 43.9775 | 52.6472
| Portland | TLX | 44.3287 | 45.45 | 47.1963 | 50.165 | 55.0712 | 58.9838 | 62.585 | 62.765 | 60.095 | 53.56 | 47.5888 | 43.9775 | 52.6472
| Portland | TLA | 44.3287 | 45.45 | 47.1963 | 50.165 | 55.0712 | 58.9838 | 62.585 | 62.765 | 60.095 | 53.56 | 47.5888 | 43.9775 | 52.6472
| Portland | TV | 44.7575 | 46.2 | 48.2925 | 51.73 | 56.9925 | 61.0175 | 64.72 | 64.63 | 61.59 | 54.47 | 48.0775 | 44.355 | 53.9027
FX - 60 | Portland | TAN | 498.3 | 497.7 | 499.1 | 501.5 | 506.1 | 510.3 | 513.7 | 513.7 | 510 | 504.9 | 500.6 | 498.2 | 44.9 |  | 119 | 60 | 3 | 2 | 3 | 1 | 2 | 1 | 1 | 60 | 6 | 3 | 13 | 12 | 14 | 77 | 78 | 1 | 2 | 1 | 76
| Portland | TAX | 508.7 | 510.9 | 512.3 | 514.9 | 519.4 | 522.8 | 526.4 | 527.3 | 526.4 | 519.6 | 512.8 | 508.2 | 57.9 |  |  |  |  | 2 | 3 | 1 | 2 | 1 | 1 | 60 | 6 | 3 | 13 | 12 | 14 | 77 | 78 | 1 | 2 | 1 | 76
| Portland | αS | N/A | N/A | N/A | N/A | N/A | N/A | N/A | N/A | N/A | N/A | N/A | N/A | N/A | [10 empty] | 60 | 6 | 3 | 13 | 12 | 14 | 77 | 78 | 1 | 2 | 1 | 76
| Portland | αR | 0.25 | 0.25 | 0.25 | 0.25 | 0.25 | 0.25 | 0.25 | 0.25 | 0.25 | 0.25 | 0.25 | 0.25 | 0.25 | [10 empty] | 60 | 6 | 3 | 13 | 12 | 14 | 77 | 78 | 1 | 2 | 1 | 76
| Portland | α | Partially Insulated | Partially Insulated | Partially Insulated | Partially Insulated | Partially Insulated | Partially Insulated | Partially Insulated | Partially Insulated | Partially Insulated | Partially Insulated | Partially Insulated | Partially Insulated | Partially Insulated | [10 empty] | 60 | 6 | 3 | 13 | 12 | 14 | 77 | 78 | 1 | 2 | 1 | 76
| Portland | ΔTA | 10.4 | 13.2 | 13.2 | 13.4 | 13.3 | 12.5 | 12.7 | 13.6 | 16.4 | 14.7 | 12.2 | 10 | 13
| Portland | I | 343 | 600 | 877 | 1252 | 1537 | 1627 | 1708 | 1492 | 1196 | 728 | 391 | 302 | 1005 |  |  |  |  | 2 | 3 | 1 | 2 | 1 | 1
| Portland | ΔTV | 7.955 | 10.92 | 12.305 | 14.3 | 15.665 | 15.635 | 16.16 | 15.62 | 15.82 | 12.46 | 9.275 | 7.51 | 12.825
| Portland | TAA | 503.5 | 504.3 | 505.7 | 508.2 | 512.75 | 516.55 | 520.05 | 520.5 | 518.2 | 512.25 | 506.7 | 503.2 | 51.4
| Portland | TB | 503.5 | 504.3 | 505.7 | 508.2 | 512.75 | 516.55 | 520.05 | 520.5 | 518.2 | 512.25 | 506.7 | 503.2 | 739.6
| Portland | TLN | 44.3287 | 45.45 | 47.1963 | 50.165 | 55.0712 | 58.9838 | 62.585 | 62.765 | 60.095 | 53.56 | 47.5888 | 43.9775 | 52.6472
| Portland | TLX | 44.3287 | 45.45 | 47.1963 | 50.165 | 55.0712 | 58.9838 | 62.585 | 62.765 | 60.095 | 53.56 | 47.5888 | 43.9775 | 52.6472
| Portland | TLA | 44.3287 | 45.45 | 47.1963 | 50.165 | 55.0712 | 58.9838 | 62.585 | 62.765 | 60.095 | 53.56 | 47.5888 | 43.9775 | 52.6472
| Portland | TV | 44.7575 | 46.2 | 48.2925 | 51.73 | 56.9925 | 61.0175 | 64.72 | 64.63 | 61.59 | 54.47 | 48.0775 | 44.355 | 53.9027
FX - 61 | Portland | TAN | 498.3 | 497.7 | 499.1 | 501.5 | 506.1 | 510.3 | 513.7 | 513.7 | 510 | 504.9 | 500.6 | 498.2 | 44.9 |  | 121 | 61 | 3 | 2 | 3 | 1 | 2 | 1 | 1 | 61 | 6 | 3 | 13 | 12 | 14 | 77 | 78 | 1 | 2 | 1 | 76
| Portland | TAX | 508.7 | 510.9 | 512.3 | 514.9 | 519.4 | 522.8 | 526.4 | 527.3 | 526.4 | 519.6 | 512.8 | 508.2 | 57.9 |  |  |  |  | 2 | 3 | 1 | 2 | 1 | 1 | 61 | 6 | 3 | 13 | 12 | 14 | 77 | 78 | 1 | 2 | 1 | 76
| Portland | αS | N/A | N/A | N/A | N/A | N/A | N/A | N/A | N/A | N/A | N/A | N/A | N/A | N/A | [10 empty] | 61 | 6 | 3 | 13 | 12 | 14 | 77 | 78 | 1 | 2 | 1 | 76
| Portland | αR | 0.25 | 0.25 | 0.25 | 0.25 | 0.25 | 0.25 | 0.25 | 0.25 | 0.25 | 0.25 | 0.25 | 0.25 | 0.25 | [10 empty] | 61 | 6 | 3 | 13 | 12 | 14 | 77 | 78 | 1 | 2 | 1 | 76
| Portland | α | Partially Insulated | Partially Insulated | Partially Insulated | Partially Insulated | Partially Insulated | Partially Insulated | Partially Insulated | Partially Insulated | Partially Insulated | Partially Insulated | Partially Insulated | Partially Insulated | Partially Insulated | [10 empty] | 61 | 6 | 3 | 13 | 12 | 14 | 77 | 78 | 1 | 2 | 1 | 76
| Portland | ΔTA | 10.4 | 13.2 | 13.2 | 13.4 | 13.3 | 12.5 | 12.7 | 13.6 | 16.4 | 14.7 | 12.2 | 10 | 13
| Portland | I | 343 | 600 | 877 | 1252 | 1537 | 1627 | 1708 | 1492 | 1196 | 728 | 391 | 302 | 1005 |  |  |  |  | 2 | 3 | 1 | 2 | 1 | 1
| Portland | ΔTV | 7.955 | 10.92 | 12.305 | 14.3 | 15.665 | 15.635 | 16.16 | 15.62 | 15.82 | 12.46 | 9.275 | 7.51 | 12.825
| Portland | TAA | 503.5 | 504.3 | 505.7 | 508.2 | 512.75 | 516.55 | 520.05 | 520.5 | 518.2 | 512.25 | 506.7 | 503.2 | 51.4
| Portland | TB | 503.5 | 504.3 | 505.7 | 508.2 | 512.75 | 516.55 | 520.05 | 520.5 | 518.2 | 512.25 | 506.7 | 503.2 | 739.6
| Portland | TLN | 44.3287 | 45.45 | 47.1963 | 50.165 | 55.0712 | 58.9838 | 62.585 | 62.765 | 60.095 | 53.56 | 47.5888 | 43.9775 | 52.6472
| Portland | TLX | 44.3287 | 45.45 | 47.1963 | 50.165 | 55.0712 | 58.9838 | 62.585 | 62.765 | 60.095 | 53.56 | 47.5888 | 43.9775 | 52.6472
| Portland | TLA | 44.3287 | 45.45 | 47.1963 | 50.165 | 55.0712 | 58.9838 | 62.585 | 62.765 | 60.095 | 53.56 | 47.5888 | 43.9775 | 52.6472
| Portland | TV | 44.7575 | 46.2 | 48.2925 | 51.73 | 56.9925 | 61.0175 | 64.72 | 64.63 | 61.59 | 54.47 | 48.0775 | 44.355 | 53.9027
FX - 62 | Portland | TAN | 498.3 | 497.7 | 499.1 | 501.5 | 506.1 | 510.3 | 513.7 | 513.7 | 510 | 504.9 | 500.6 | 498.2 | 44.9 |  | 123 | 62 | 3 | 2 | 3 | 1 | 2 | 1 | 1 | 62 | 6 | 3 | 13 | 12 | 14 | 77 | 78 | 1 | 2 | 1 | 76
| Portland | TAX | 508.7 | 510.9 | 512.3 | 514.9 | 519.4 | 522.8 | 526.4 | 527.3 | 526.4 | 519.6 | 512.8 | 508.2 | 57.9 |  |  |  |  | 2 | 3 | 1 | 2 | 1 | 1 | 62 | 6 | 3 | 13 | 12 | 14 | 77 | 78 | 1 | 2 | 1 | 76
| Portland | αS | N/A | N/A | N/A | N/A | N/A | N/A | N/A | N/A | N/A | N/A | N/A | N/A | N/A | [10 empty] | 62 | 6 | 3 | 13 | 12 | 14 | 77 | 78 | 1 | 2 | 1 | 76
| Portland | αR | N/A | N/A | N/A | N/A | N/A | N/A | N/A | N/A | N/A | N/A | N/A | N/A | N/A | [10 empty] | 62 | 6 | 3 | 13 | 12 | 14 | 77 | 78 | 1 | 2 | 1 | 76
| Portland | α | Insulated | Insulated | Insulated | Insulated | Insulated | Insulated | Insulated | Insulated | Insulated | Insulated | Insulated | Insulated | Insulated | [10 empty] | 62 | 6 | 3 | 13 | 12 | 14 | 77 | 78 | 1 | 2 | 1 | 76
| Portland | ΔTA | 10.4 | 13.2 | 13.2 | 13.4 | 13.3 | 12.5 | 12.7 | 13.6 | 16.4 | 14.7 | 12.2 | 10 | 13
| Portland | I | 343 | 600 | 877 | 1252 | 1537 | 1627 | 1708 | 1492 | 1196 | 728 | 391 | 302 | 1005 |  |  |  |  | 2 | 3 | 1 | 2 | 1 | 1
| Portland | ΔTV | 0 | 0 | 0 | 0 | 0 | 0 | 0 | 0 | 0 | 0 | 0 | 0 | 0
| Portland | TAA | 503.5 | 504.3 | 505.7 | 508.2 | 512.75 | 516.55 | 520.05 | 520.5 | 518.2 | 512.25 | 506.7 | 503.2 | 51.4
| Portland | TB | 503.5 | 504.3 | 505.7 | 508.2 | 512.75 | 516.55 | 520.05 | 520.5 | 518.2 | 512.25 | 506.7 | 503.2 | 865.6
| Portland | TLN | 43.9 | 44.7 | 46.1 | 48.6 | 53.15 | 56.95 | 60.45 | 60.9 | 58.6 | 52.65 | 47.1 | 43.6 | 51.3917
| Portland | TLX | 43.9 | 44.7 | 46.1 | 48.6 | 53.15 | 56.95 | 60.45 | 60.9 | 58.6 | 52.65 | 47.1 | 43.6 | 51.3917
| Portland | TLA | 43.9 | 44.7 | 46.1 | 48.6 | 53.15 | 56.95 | 60.45 | 60.9 | 58.6 | 52.65 | 47.1 | 43.6 | 51.3917
| Portland | TV | 43.9 | 44.7 | 46.1 | 48.6 | 53.15 | 56.95 | 60.45 | 60.9 | 58.6 | 52.65 | 47.1 | 43.6 | 51.3917
FX - 63 | Portland | TAN | 498.3 | 497.7 | 499.1 | 501.5 | 506.1 | 510.3 | 513.7 | 513.7 | 510 | 504.9 | 500.6 | 498.2 | 44.9 |  | 125 | 63 | 3 | 2 | 3 | 1 | 2 | 1 | 1 | 63 | 6 | 3 | 13 | 12 | 14 | 77 | 78 | 1 | 2 | 1 | 76
| Portland | TAX | 508.7 | 510.9 | 512.3 | 514.9 | 519.4 | 522.8 | 526.4 | 527.3 | 526.4 | 519.6 | 512.8 | 508.2 | 57.9 |  |  |  |  | 2 | 3 | 1 | 2 | 1 | 1 | 63 | 6 | 3 | 13 | 12 | 14 | 77 | 78 | 1 | 2 | 1 | 76
| Portland | αS | N/A | N/A | N/A | N/A | N/A | N/A | N/A | N/A | N/A | N/A | N/A | N/A | N/A | [10 empty] | 63 | 6 | 3 | 13 | 12 | 14 | 77 | 78 | 1 | 2 | 1 | 76
| Portland | αR | N/A | N/A | N/A | N/A | N/A | N/A | N/A | N/A | N/A | N/A | N/A | N/A | N/A | [10 empty] | 63 | 6 | 3 | 13 | 12 | 14 | 77 | 78 | 1 | 2 | 1 | 76
| Portland | α | Insulated | Insulated | Insulated | Insulated | Insulated | Insulated | Insulated | Insulated | Insulated | Insulated | Insulated | Insulated | Insulated | [10 empty] | 63 | 6 | 3 | 13 | 12 | 14 | 77 | 78 | 1 | 2 | 1 | 76
| Portland | ΔTA | 10.4 | 13.2 | 13.2 | 13.4 | 13.3 | 12.5 | 12.7 | 13.6 | 16.4 | 14.7 | 12.2 | 10 | 13
| Portland | I | 343 | 600 | 877 | 1252 | 1537 | 1627 | 1708 | 1492 | 1196 | 728 | 391 | 302 | 1005 |  |  |  |  | 2 | 3 | 1 | 2 | 1 | 1
| Portland | ΔTV | 0 | 0 | 0 | 0 | 0 | 0 | 0 | 0 | 0 | 0 | 0 | 0 | 0
| Portland | TAA | 503.5 | 504.3 | 505.7 | 508.2 | 512.75 | 516.55 | 520.05 | 520.5 | 518.2 | 512.25 | 506.7 | 503.2 | 51.4
| Portland | TB | 503.5 | 504.3 | 505.7 | 508.2 | 512.75 | 516.55 | 520.05 | 520.5 | 518.2 | 512.25 | 506.7 | 503.2 | 959.6
| Portland | TLN | 43.9 | 44.7 | 46.1 | 48.6 | 53.15 | 56.95 | 60.45 | 60.9 | 58.6 | 52.65 | 47.1 | 43.6 | 51.3917
| Portland | TLX | 43.9 | 44.7 | 46.1 | 48.6 | 53.15 | 56.95 | 60.45 | 60.9 | 58.6 | 52.65 | 47.1 | 43.6 | 51.3917
| Portland | TLA | 43.9 | 44.7 | 46.1 | 48.6 | 53.15 | 56.95 | 60.45 | 60.9 | 58.6 | 52.65 | 47.1 | 43.6 | 51.3917
| Portland | TV | 43.9 | 44.7 | 46.1 | 48.6 | 53.15 | 56.95 | 60.45 | 60.9 | 58.6 | 52.65 | 47.1 | 43.6 | 51.3917
FX - 64 | Portland | TAN | 498.3 | 497.7 | 499.1 | 501.5 | 506.1 | 510.3 | 513.7 | 513.7 | 510 | 504.9 | 500.6 | 498.2 | 44.9 |  | 127 | 64 | 3 | 2 | 3 | 1 | 2 | 1 | 1 | 64 | 6 | 3 | 13 | 12 | 14 | 77 | 78 | 1 | 2 | 1 | 76
| Portland | TAX | 508.7 | 510.9 | 512.3 | 514.9 | 519.4 | 522.8 | 526.4 | 527.3 | 526.4 | 519.6 | 512.8 | 508.2 | 57.9 |  |  |  |  | 2 | 3 | 1 | 2 | 1 | 1 | 64 | 6 | 3 | 13 | 12 | 14 | 77 | 78 | 1 | 2 | 1 | 76
| Portland | αS | N/A | N/A | N/A | N/A | N/A | N/A | N/A | N/A | N/A | N/A | N/A | N/A | N/A | [10 empty] | 64 | 6 | 3 | 13 | 12 | 14 | 77 | 78 | 1 | 2 | 1 | 76
| Portland | αR | N/A | N/A | N/A | N/A | N/A | N/A | N/A | N/A | N/A | N/A | N/A | N/A | N/A | [10 empty] | 64 | 6 | 3 | 13 | 12 | 14 | 77 | 78 | 1 | 2 | 1 | 76
| Portland | α | Insulated | Insulated | Insulated | Insulated | Insulated | Insulated | Insulated | Insulated | Insulated | Insulated | Insulated | Insulated | Insulated | [10 empty] | 64 | 6 | 3 | 13 | 12 | 14 | 77 | 78 | 1 | 2 | 1 | 76
| Portland | ΔTA | 10.4 | 13.2 | 13.2 | 13.4 | 13.3 | 12.5 | 12.7 | 13.6 | 16.4 | 14.7 | 12.2 | 10 | 13
| Portland | I | 343 | 600 | 877 | 1252 | 1537 | 1627 | 1708 | 1492 | 1196 | 728 | 391 | 302 | 1005 |  |  |  |  | 2 | 3 | 1 | 2 | 1 | 1
| Portland | ΔTV | 0 | 0 | 0 | 0 | 0 | 0 | 0 | 0 | 0 | 0 | 0 | 0 | 0
| Portland | TAA | 503.5 | 504.3 | 505.7 | 508.2 | 512.75 | 516.55 | 520.05 | 520.5 | 518.2 | 512.25 | 506.7 | 503.2 | 51.4
| Portland | TB | 503.5 | 504.3 | 505.7 | 508.2 | 512.75 | 516.55 | 520.05 | 520.5 | 518.2 | 512.25 | 506.7 | 503.2 | 767.6
| Portland | TLN | 43.9 | 44.7 | 46.1 | 48.6 | 53.15 | 56.95 | 60.45 | 60.9 | 58.6 | 52.65 | 47.1 | 43.6 | 51.3917
| Portland | TLX | 43.9 | 44.7 | 46.1 | 48.6 | 53.15 | 56.95 | 60.45 | 60.9 | 58.6 | 52.65 | 47.1 | 43.6 | 51.3917
| Portland | TLA | 43.9 | 44.7 | 46.1 | 48.6 | 53.15 | 56.95 | 60.45 | 60.9 | 58.6 | 52.65 | 47.1 | 43.6 | 51.3917
| Portland | TV | 43.9 | 44.7 | 46.1 | 48.6 | 53.15 | 56.95 | 60.45 | 60.9 | 58.6 | 52.65 | 47.1 | 43.6 | 51.3917
FX - 65 | Portland | TAN | 498.3 | 497.7 | 499.1 | 501.5 | 506.1 | 510.3 | 513.7 | 513.7 | 510 | 504.9 | 500.6 | 498.2 | 44.9 |  | 129 | 65 | 3 | 2 | 3 | 1 | 2 | 1 | 1 | 65 | 6 | 3 | 13 | 12 | 14 | 77 | 78 | 1 | 2 | 1 | 76
| Portland | TAX | 508.7 | 510.9 | 512.3 | 514.9 | 519.4 | 522.8 | 526.4 | 527.3 | 526.4 | 519.6 | 512.8 | 508.2 | 57.9 |  |  |  |  | 2 | 3 | 1 | 2 | 1 | 1 | 65 | 6 | 3 | 13 | 12 | 14 | 77 | 78 | 1 | 2 | 1 | 76
| Portland | αS | N/A | N/A | N/A | N/A | N/A | N/A | N/A | N/A | N/A | N/A | N/A | N/A | N/A | [10 empty] | 65 | 6 | 3 | 13 | 12 | 14 | 77 | 78 | 1 | 2 | 1 | 76
| Portland | αR | N/A | N/A | N/A | N/A | N/A | N/A | N/A | N/A | N/A | N/A | N/A | N/A | N/A | [10 empty] | 65 | 6 | 3 | 13 | 12 | 14 | 77 | 78 | 1 | 2 | 1 | 76
| Portland | α | Insulated | Insulated | Insulated | Insulated | Insulated | Insulated | Insulated | Insulated | Insulated | Insulated | Insulated | Insulated | Insulated | [10 empty] | 65 | 6 | 3 | 13 | 12 | 14 | 77 | 78 | 1 | 2 | 1 | 76
| Portland | ΔTA | 10.4 | 13.2 | 13.2 | 13.4 | 13.3 | 12.5 | 12.7 | 13.6 | 16.4 | 14.7 | 12.2 | 10 | 13
| Portland | I | 343 | 600 | 877 | 1252 | 1537 | 1627 | 1708 | 1492 | 1196 | 728 | 391 | 302 | 1005 |  |  |  |  | 2 | 3 | 1 | 2 | 1 | 1
| Portland | ΔTV | 0 | 0 | 0 | 0 | 0 | 0 | 0 | 0 | 0 | 0 | 0 | 0 | 0
| Portland | TAA | 503.5 | 504.3 | 505.7 | 508.2 | 512.75 | 516.55 | 520.05 | 520.5 | 518.2 | 512.25 | 506.7 | 503.2 | 51.4
| Portland | TB | 503.5 | 504.3 | 505.7 | 508.2 | 512.75 | 516.55 | 520.05 | 520.5 | 518.2 | 512.25 | 506.7 | 503.2 | 529.6
| Portland | TLN | 43.9 | 44.7 | 46.1 | 48.6 | 53.15 | 56.95 | 60.45 | 60.9 | 58.6 | 52.65 | 47.1 | 43.6 | 51.3917
| Portland | TLX | 43.9 | 44.7 | 46.1 | 48.6 | 53.15 | 56.95 | 60.45 | 60.9 | 58.6 | 52.65 | 47.1 | 43.6 | 51.3917
| Portland | TLA | 43.9 | 44.7 | 46.1 | 48.6 | 53.15 | 56.95 | 60.45 | 60.9 | 58.6 | 52.65 | 47.1 | 43.6 | 51.3917
| Portland | TV | 43.9 | 44.7 | 46.1 | 48.6 | 53.15 | 56.95 | 60.45 | 60.9 | 58.6 | 52.65 | 47.1 | 43.6 | 51.3917
FX - 66 | Portland | TAN | 498.3 | 497.7 | 499.1 | 501.5 | 506.1 | 510.3 | 513.7 | 513.7 | 510 | 504.9 | 500.6 | 498.2 | 44.9 |  | 131 | 66 | 3 | 2 | 3 | 1 | 2 | 1 | 1 | 66 | 6 | 3 | 13 | 12 | 14 | 77 | 78 | 1 | 2 | 1 | 76
| Portland | TAX | 508.7 | 510.9 | 512.3 | 514.9 | 519.4 | 522.8 | 526.4 | 527.3 | 526.4 | 519.6 | 512.8 | 508.2 | 57.9 |  |  |  |  | 2 | 3 | 1 | 2 | 1 | 1 | 66 | 6 | 3 | 13 | 12 | 14 | 77 | 78 | 1 | 2 | 1 | 76
| Portland | αS | N/A | N/A | N/A | N/A | N/A | N/A | N/A | N/A | N/A | N/A | N/A | N/A | N/A | [10 empty] | 66 | 6 | 3 | 13 | 12 | 14 | 77 | 78 | 1 | 2 | 1 | 76
| Portland | αR | N/A | N/A | N/A | N/A | N/A | N/A | N/A | N/A | N/A | N/A | N/A | N/A | N/A | [10 empty] | 66 | 6 | 3 | 13 | 12 | 14 | 77 | 78 | 1 | 2 | 1 | 76
| Portland | α | Insulated | Insulated | Insulated | Insulated | Insulated | Insulated | Insulated | Insulated | Insulated | Insulated | Insulated | Insulated | Insulated | [10 empty] | 66 | 6 | 3 | 13 | 12 | 14 | 77 | 78 | 1 | 2 | 1 | 76
| Portland | ΔTA | 10.4 | 13.2 | 13.2 | 13.4 | 13.3 | 12.5 | 12.7 | 13.6 | 16.4 | 14.7 | 12.2 | 10 | 13
| Portland | I | 343 | 600 | 877 | 1252 | 1537 | 1627 | 1708 | 1492 | 1196 | 728 | 391 | 302 | 1005 |  |  |  |  | 2 | 3 | 1 | 2 | 1 | 1
| Portland | ΔTV | 0 | 0 | 0 | 0 | 0 | 0 | 0 | 0 | 0 | 0 | 0 | 0 | 0
| Portland | TAA | 503.5 | 504.3 | 505.7 | 508.2 | 512.75 | 516.55 | 520.05 | 520.5 | 518.2 | 512.25 | 506.7 | 503.2 | 51.4
| Portland | TB | 503.5 | 504.3 | 505.7 | 508.2 | 512.75 | 516.55 | 520.05 | 520.5 | 518.2 | 512.25 | 506.7 | 503.2 | 544.6
| Portland | TLN | 43.9 | 44.7 | 46.1 | 48.6 | 53.15 | 56.95 | 60.45 | 60.9 | 58.6 | 52.65 | 47.1 | 43.6 | 51.3917
| Portland | TLX | 43.9 | 44.7 | 46.1 | 48.6 | 53.15 | 56.95 | 60.45 | 60.9 | 58.6 | 52.65 | 47.1 | 43.6 | 51.3917
| Portland | TLA | 43.9 | 44.7 | 46.1 | 48.6 | 53.15 | 56.95 | 60.45 | 60.9 | 58.6 | 52.65 | 47.1 | 43.6 | 51.3917
| Portland | TV | 43.9 | 44.7 | 46.1 | 48.6 | 53.15 | 56.95 | 60.45 | 60.9 | 58.6 | 52.65 | 47.1 | 43.6 | 51.3917
FX - 67 | Portland | TAN | 498.3 | 497.7 | 499.1 | 501.5 | 506.1 | 510.3 | 513.7 | 513.7 | 510 | 504.9 | 500.6 | 498.2 | 44.9 |  | 133 | 67 | 3 | 2 | 3 | 1 | 2 | 1 | 1 | 67 | 6 | 3 | 13 | 12 | 14 | 77 | 78 | 1 | 2 | 1 | 76
| Portland | TAX | 508.7 | 510.9 | 512.3 | 514.9 | 519.4 | 522.8 | 526.4 | 527.3 | 526.4 | 519.6 | 512.8 | 508.2 | 57.9 |  |  |  |  | 2 | 3 | 1 | 2 | 1 | 1 | 67 | 6 | 3 | 13 | 12 | 14 | 77 | 78 | 1 | 2 | 1 | 76
| Portland | αS | N/A | N/A | N/A | N/A | N/A | N/A | N/A | N/A | N/A | N/A | N/A | N/A | N/A | [10 empty] | 67 | 6 | 3 | 13 | 12 | 14 | 77 | 78 | 1 | 2 | 1 | 76
| Portland | αR | N/A | N/A | N/A | N/A | N/A | N/A | N/A | N/A | N/A | N/A | N/A | N/A | N/A | [10 empty] | 67 | 6 | 3 | 13 | 12 | 14 | 77 | 78 | 1 | 2 | 1 | 76
| Portland | α | Insulated | Insulated | Insulated | Insulated | Insulated | Insulated | Insulated | Insulated | Insulated | Insulated | Insulated | Insulated | Insulated | [10 empty] | 67 | 6 | 3 | 13 | 12 | 14 | 77 | 78 | 1 | 2 | 1 | 76
| Portland | ΔTA | 10.4 | 13.2 | 13.2 | 13.4 | 13.3 | 12.5 | 12.7 | 13.6 | 16.4 | 14.7 | 12.2 | 10 | 13
| Portland | I | 343 | 600 | 877 | 1252 | 1537 | 1627 | 1708 | 1492 | 1196 | 728 | 391 | 302 | 1005 |  |  |  |  | 2 | 3 | 1 | 2 | 1 | 1
| Portland | ΔTV | 0 | 0 | 0 | 0 | 0 | 0 | 0 | 0 | 0 | 0 | 0 | 0 | 0
| Portland | TAA | 503.5 | 504.3 | 505.7 | 508.2 | 512.75 | 516.55 | 520.05 | 520.5 | 518.2 | 512.25 | 506.7 | 503.2 | 51.4
| Portland | TB | 503.5 | 504.3 | 505.7 | 508.2 | 512.75 | 516.55 | 520.05 | 520.5 | 518.2 | 512.25 | 506.7 | 503.2 | 709.6
| Portland | TLN | 43.9 | 44.7 | 46.1 | 48.6 | 53.15 | 56.95 | 60.45 | 60.9 | 58.6 | 52.65 | 47.1 | 43.6 | 51.3917
| Portland | TLX | 43.9 | 44.7 | 46.1 | 48.6 | 53.15 | 56.95 | 60.45 | 60.9 | 58.6 | 52.65 | 47.1 | 43.6 | 51.3917
| Portland | TLA | 43.9 | 44.7 | 46.1 | 48.6 | 53.15 | 56.95 | 60.45 | 60.9 | 58.6 | 52.65 | 47.1 | 43.6 | 51.3917
| Portland | TV | 43.9 | 44.7 | 46.1 | 48.6 | 53.15 | 56.95 | 60.45 | 60.9 | 58.6 | 52.65 | 47.1 | 43.6 | 51.3917

## Fixed Multicomp
Fixed Roof Multicomp
[16 empty] | FX_Input Row | FX_Input Column |  | y1 | y2 | x1 | x2 | Slope | Intercept
Spread Sheet Tank # | Location | Variable/Calculation | January | February | March | April | May | June | July | August | September | October | November | December |  |  | Tank # | Location | Jan | Feb
|  | Month # | 1 | 2 | 3 | 4 | 5 | 6 | 7 | 8 | 9 | 10 | 11 | 12
FX - 1 | Portland | Comp1 | Jet kerosene | Jet kerosene | Jet kerosene | Jet kerosene | Jet kerosene | Jet kerosene | Jet kerosene | Jet kerosene | Jet kerosene | Jet kerosene | Jet kerosene | Jet kerosene | 1 | 1 | 1 | 3 | 17 | 22 | 1 | 2 | 5 | 12
|  | Comp2 | 0 | 0 | 0 | 0 | 0 | 0 | 0 | 0 | 0 | 0 | 0 | 0 | 2 | 2 |  |  | 17 | 22 | 1 | 2 | 5 | 12
|  | Type1 | Select Pet Stock | Select Pet Stock | Select Pet Stock | Select Pet Stock | Select Pet Stock | Select Pet Stock | Select Pet Stock | Select Pet Stock | Select Pet Stock | Select Pet Stock | Select Pet Stock | Select Pet Stock | 3 | 1 |  |  | 18 | 23 | 1 | 2 | 5 | 13
|  | Type2 | 0 | 0 | 0 | 0 | 0 | 0 | 0 | 0 | 0 | 0 | 0 | 0 | 4 | 2 |  |  | 18 | 23 | 1 | 2 | 5 | 13
|  | Mass1 | 1 | 1 | 1 | 1 | 1 | 1 | 1 | 1 | 1 | 1 | 1 | 1 | 5 | 1 |  |  | 21 | 26 | 1 | 2 | 5 | 16
|  | Mass2 | 0 | 0 | 0 | 0 | 0 | 0 | 0 | 0 | 0 | 0 | 0 | 0 | 6 | 2 |  |  | 21 | 26 | 1 | 2 | 5 | 16
|  | MW1 | 162 | 162 | 162 | 162 | 162 | 162 | 162 | 162 | 162 | 162 | 162 | 162 | 7
|  | MW2 | 0 | 0 | 0 | 0 | 0 | 0 | 0 | 0 | 0 | 0 | 0 | 0 | 8
|  | MolT | 162 | 162 | 162 | 162 | 162 | 162 | 162 | 162 | 162 | 162 | 162 | 162 | 9
|  | x1 | 1 | 1 | 1 | 1 | 1 | 1 | 1 | 1 | 1 | 1 | 1 | 1 | 10
|  | x2 | 0 | 0 | 0 | 0 | 0 | 0 | 0 | 0 | 0 | 0 | 0 | 0 | 11
|  | ρ1 | 7 | 7 | 7 | 7 | 7 | 7 | 7 | 7 | 7 | 7 | 7 | 7 | 12
|  | ρ2 | 0 | 0 | 0 | 0 | 0 | 0 | 0 | 0 | 0 | 0 | 0 | 0 | 13
|  | ρTotal | 7 | 7 | 7 | 7 | 7 | 7 | 7 | 7 | 7 | 7 | 7 | 7 | 14
FX - 2 | Portland | Comp1 | Jet kerosene | Jet kerosene | Jet kerosene | Jet kerosene | Jet kerosene | Jet kerosene | Jet kerosene | Jet kerosene | Jet kerosene | Jet kerosene | Jet kerosene | Jet kerosene |  | 3 | 1 | 3 | 17 | 22 | 1 | 2 | 5 | 12
|  | Comp2 | 0 | 0 | 0 | 0 | 0 | 0 | 0 | 0 | 0 | 0 | 0 | 0 |  | 4 |  |  | 17 | 22 | 1 | 2 | 5 | 12
|  | Type1 | Select Pet Stock | Select Pet Stock | Select Pet Stock | Select Pet Stock | Select Pet Stock | Select Pet Stock | Select Pet Stock | Select Pet Stock | Select Pet Stock | Select Pet Stock | Select Pet Stock | Select Pet Stock |  | 3 |  |  | 18 | 23 | 1 | 2 | 5 | 13
|  | Type2 | 0 | 0 | 0 | 0 | 0 | 0 | 0 | 0 | 0 | 0 | 0 | 0 |  | 4 |  |  | 18 | 23 | 1 | 2 | 5 | 13
|  | Mass1 | 1 | 1 | 1 | 1 | 1 | 1 | 1 | 1 | 1 | 1 | 1 | 1 |  | 3 |  |  | 21 | 26 | 1 | 2 | 5 | 16
|  | Mass2 | 0 | 0 | 0 | 0 | 0 | 0 | 0 | 0 | 0 | 0 | 0 | 0 |  | 4 |  |  | 21 | 26 | 1 | 2 | 5 | 16
|  | MW1 | 162 | 162 | 162 | 162 | 162 | 162 | 162 | 162 | 162 | 162 | 162 | 162
|  | MW2 | 0 | 0 | 0 | 0 | 0 | 0 | 0 | 0 | 0 | 0 | 0 | 0
|  | MolT | 162 | 162 | 162 | 162 | 162 | 162 | 162 | 162 | 162 | 162 | 162 | 162
|  | x1 | 1 | 1 | 1 | 1 | 1 | 1 | 1 | 1 | 1 | 1 | 1 | 1
|  | x2 | 0 | 0 | 0 | 0 | 0 | 0 | 0 | 0 | 0 | 0 | 0 | 0
|  | ρ1 | 7 | 7 | 7 | 7 | 7 | 7 | 7 | 7 | 7 | 7 | 7 | 7
|  | ρ2 | 0 | 0 | 0 | 0 | 0 | 0 | 0 | 0 | 0 | 0 | 0 | 0
|  | ρTotal | 7 | 7 | 7 | 7 | 7 | 7 | 7 | 7 | 7 | 7 | 7 | 7
FX - 3 | Portland | Comp1 | Jet kerosene | Jet kerosene | Jet kerosene | Jet kerosene | Jet kerosene | Jet kerosene | Jet kerosene | Jet kerosene | Jet kerosene | Jet kerosene | Jet kerosene | Jet kerosene |  | 5 | 1 | 3 | 17 | 22 | 1 | 2 | 5 | 12
|  | Comp2 | 0 | 0 | 0 | 0 | 0 | 0 | 0 | 0 | 0 | 0 | 0 | 0 |  | 6 |  |  | 17 | 22 | 1 | 2 | 5 | 12
|  | Type1 | Select Pet Stock | Select Pet Stock | Select Pet Stock | Select Pet Stock | Select Pet Stock | Select Pet Stock | Select Pet Stock | Select Pet Stock | Select Pet Stock | Select Pet Stock | Select Pet Stock | Select Pet Stock |  | 5 |  |  | 18 | 23 | 1 | 2 | 5 | 13
|  | Type2 | 0 | 0 | 0 | 0 | 0 | 0 | 0 | 0 | 0 | 0 | 0 | 0 |  | 6 |  |  | 18 | 23 | 1 | 2 | 5 | 13
|  | Mass1 | 1 | 1 | 1 | 1 | 1 | 1 | 1 | 1 | 1 | 1 | 1 | 1 |  | 5 |  |  | 21 | 26 | 1 | 2 | 5 | 16
|  | Mass2 | 0 | 0 | 0 | 0 | 0 | 0 | 0 | 0 | 0 | 0 | 0 | 0 |  | 6 |  |  | 21 | 26 | 1 | 2 | 5 | 16
|  | MW1 | 162 | 162 | 162 | 162 | 162 | 162 | 162 | 162 | 162 | 162 | 162 | 162
|  | MW2 | 0 | 0 | 0 | 0 | 0 | 0 | 0 | 0 | 0 | 0 | 0 | 0
|  | MolT | 162 | 162 | 162 | 162 | 162 | 162 | 162 | 162 | 162 | 162 | 162 | 162
|  | x1 | 1 | 1 | 1 | 1 | 1 | 1 | 1 | 1 | 1 | 1 | 1 | 1
|  | x2 | 0 | 0 | 0 | 0 | 0 | 0 | 0 | 0 | 0 | 0 | 0 | 0
|  | ρ1 | 7 | 7 | 7 | 7 | 7 | 7 | 7 | 7 | 7 | 7 | 7 | 7
|  | ρ2 | 0 | 0 | 0 | 0 | 0 | 0 | 0 | 0 | 0 | 0 | 0 | 0
|  | ρTotal | 7 | 7 | 7 | 7 | 7 | 7 | 7 | 7 | 7 | 7 | 7 | 7
FX - 4 | Portland | Comp1 | Jet kerosene | Jet kerosene | Jet kerosene | Jet kerosene | Jet kerosene | Jet kerosene | Jet kerosene | Jet kerosene | Jet kerosene | Jet kerosene | Jet kerosene | Jet kerosene |  | 7 | 1 | 3 | 17 | 22 | 1 | 2 | 5 | 12
|  | Comp2 | 0 | 0 | 0 | 0 | 0 | 0 | 0 | 0 | 0 | 0 | 0 | 0 |  | 8 |  |  | 17 | 22 | 1 | 2 | 5 | 12
|  | Type1 | Select Pet Stock | Select Pet Stock | Select Pet Stock | Select Pet Stock | Select Pet Stock | Select Pet Stock | Select Pet Stock | Select Pet Stock | Select Pet Stock | Select Pet Stock | Select Pet Stock | Select Pet Stock |  | 7 |  |  | 18 | 23 | 1 | 2 | 5 | 13
|  | Type2 | 0 | 0 | 0 | 0 | 0 | 0 | 0 | 0 | 0 | 0 | 0 | 0 |  | 8 |  |  | 18 | 23 | 1 | 2 | 5 | 13
|  | Mass1 | 1 | 1 | 1 | 1 | 1 | 1 | 1 | 1 | 1 | 1 | 1 | 1 |  | 7 |  |  | 21 | 26 | 1 | 2 | 5 | 16
|  | Mass2 | 0 | 0 | 0 | 0 | 0 | 0 | 0 | 0 | 0 | 0 | 0 | 0 |  | 8 |  |  | 21 | 26 | 1 | 2 | 5 | 16
|  | MW1 | 162 | 162 | 162 | 162 | 162 | 162 | 162 | 162 | 162 | 162 | 162 | 162
|  | MW2 | 0 | 0 | 0 | 0 | 0 | 0 | 0 | 0 | 0 | 0 | 0 | 0
|  | MolT | 162 | 162 | 162 | 162 | 162 | 162 | 162 | 162 | 162 | 162 | 162 | 162
|  | x1 | 1 | 1 | 1 | 1 | 1 | 1 | 1 | 1 | 1 | 1 | 1 | 1
|  | x2 | 0 | 0 | 0 | 0 | 0 | 0 | 0 | 0 | 0 | 0 | 0 | 0
|  | ρ1 | 7 | 7 | 7 | 7 | 7 | 7 | 7 | 7 | 7 | 7 | 7 | 7
|  | ρ2 | 0 | 0 | 0 | 0 | 0 | 0 | 0 | 0 | 0 | 0 | 0 | 0
|  | ρTotal | 7 | 7 | 7 | 7 | 7 | 7 | 7 | 7 | 7 | 7 | 7 | 7
FX - 5 | Portland | Comp1 | Jet kerosene | Jet kerosene | Jet kerosene | Jet kerosene | Jet kerosene | Jet kerosene | Jet kerosene | Jet kerosene | Jet kerosene | Jet kerosene | Jet kerosene | Jet kerosene |  | 9 | 1 | 3 | 17 | 22 | 1 | 2 | 5 | 12
|  | Comp2 | 0 | 0 | 0 | 0 | 0 | 0 | 0 | 0 | 0 | 0 | 0 | 0 |  | 10 |  |  | 17 | 22 | 1 | 2 | 5 | 12
|  | Type1 | Select Pet Stock | Select Pet Stock | Select Pet Stock | Select Pet Stock | Select Pet Stock | Select Pet Stock | Select Pet Stock | Select Pet Stock | Select Pet Stock | Select Pet Stock | Select Pet Stock | Select Pet Stock |  | 9 |  |  | 18 | 23 | 1 | 2 | 5 | 13
|  | Type2 | 0 | 0 | 0 | 0 | 0 | 0 | 0 | 0 | 0 | 0 | 0 | 0 |  | 10 |  |  | 18 | 23 | 1 | 2 | 5 | 13
|  | Mass1 | 1 | 1 | 1 | 1 | 1 | 1 | 1 | 1 | 1 | 1 | 1 | 1 |  | 9 |  |  | 21 | 26 | 1 | 2 | 5 | 16
|  | Mass2 | 0 | 0 | 0 | 0 | 0 | 0 | 0 | 0 | 0 | 0 | 0 | 0 |  | 10 |  |  | 21 | 26 | 1 | 2 | 5 | 16
|  | MW1 | 162 | 162 | 162 | 162 | 162 | 162 | 162 | 162 | 162 | 162 | 162 | 162
|  | MW2 | 0 | 0 | 0 | 0 | 0 | 0 | 0 | 0 | 0 | 0 | 0 | 0
|  | MolT | 162 | 162 | 162 | 162 | 162 | 162 | 162 | 162 | 162 | 162 | 162 | 162
|  | x1 | 1 | 1 | 1 | 1 | 1 | 1 | 1 | 1 | 1 | 1 | 1 | 1
|  | x2 | 0 | 0 | 0 | 0 | 0 | 0 | 0 | 0 | 0 | 0 | 0 | 0
|  | ρ1 | 7 | 7 | 7 | 7 | 7 | 7 | 7 | 7 | 7 | 7 | 7 | 7
|  | ρ2 | 0 | 0 | 0 | 0 | 0 | 0 | 0 | 0 | 0 | 0 | 0 | 0
|  | ρTotal | 7 | 7 | 7 | 7 | 7 | 7 | 7 | 7 | 7 | 7 | 7 | 7
FX - 6 | Portland | Comp1 | Jet kerosene | Jet kerosene | Jet kerosene | Jet kerosene | Jet kerosene | Jet kerosene | Jet kerosene | Jet kerosene | Jet kerosene | Jet kerosene | Jet kerosene | Jet kerosene |  | 11 | 1 | 3 | 17 | 22 | 1 | 2 | 5 | 12
|  | Comp2 | 0 | 0 | 0 | 0 | 0 | 0 | 0 | 0 | 0 | 0 | 0 | 0 |  | 12 |  |  | 17 | 22 | 1 | 2 | 5 | 12
|  | Type1 | Select Pet Stock | Select Pet Stock | Select Pet Stock | Select Pet Stock | Select Pet Stock | Select Pet Stock | Select Pet Stock | Select Pet Stock | Select Pet Stock | Select Pet Stock | Select Pet Stock | Select Pet Stock |  | 11 |  |  | 18 | 23 | 1 | 2 | 5 | 13
|  | Type2 | 0 | 0 | 0 | 0 | 0 | 0 | 0 | 0 | 0 | 0 | 0 | 0 |  | 12 |  |  | 18 | 23 | 1 | 2 | 5 | 13
|  | Mass1 | 1 | 1 | 1 | 1 | 1 | 1 | 1 | 1 | 1 | 1 | 1 | 1 |  | 11 |  |  | 21 | 26 | 1 | 2 | 5 | 16
|  | Mass2 | 0 | 0 | 0 | 0 | 0 | 0 | 0 | 0 | 0 | 0 | 0 | 0 |  | 12 |  |  | 21 | 26 | 1 | 2 | 5 | 16
|  | MW1 | 162 | 162 | 162 | 162 | 162 | 162 | 162 | 162 | 162 | 162 | 162 | 162
|  | MW2 | 0 | 0 | 0 | 0 | 0 | 0 | 0 | 0 | 0 | 0 | 0 | 0
|  | MolT | 162 | 162 | 162 | 162 | 162 | 162 | 162 | 162 | 162 | 162 | 162 | 162
|  | x1 | 1 | 1 | 1 | 1 | 1 | 1 | 1 | 1 | 1 | 1 | 1 | 1
|  | x2 | 0 | 0 | 0 | 0 | 0 | 0 | 0 | 0 | 0 | 0 | 0 | 0
|  | ρ1 | 7 | 7 | 7 | 7 | 7 | 7 | 7 | 7 | 7 | 7 | 7 | 7
|  | ρ2 | 0 | 0 | 0 | 0 | 0 | 0 | 0 | 0 | 0 | 0 | 0 | 0
|  | ρTotal | 7 | 7 | 7 | 7 | 7 | 7 | 7 | 7 | 7 | 7 | 7 | 7
FX - 7 | Portland | Comp1 | Jet kerosene | Jet kerosene | Jet kerosene | Jet kerosene | Jet kerosene | Jet kerosene | Jet kerosene | Jet kerosene | Jet kerosene | Jet kerosene | Jet kerosene | Jet kerosene |  | 13 | 1 | 3 | 17 | 22 | 1 | 2 | 5 | 12
|  | Comp2 | 0 | 0 | 0 | 0 | 0 | 0 | 0 | 0 | 0 | 0 | 0 | 0 |  | 14 |  |  | 17 | 22 | 1 | 2 | 5 | 12
|  | Type1 | Select Pet Stock | Select Pet Stock | Select Pet Stock | Select Pet Stock | Select Pet Stock | Select Pet Stock | Select Pet Stock | Select Pet Stock | Select Pet Stock | Select Pet Stock | Select Pet Stock | Select Pet Stock |  | 13 |  |  | 18 | 23 | 1 | 2 | 5 | 13
|  | Type2 | 0 | 0 | 0 | 0 | 0 | 0 | 0 | 0 | 0 | 0 | 0 | 0 |  | 14 |  |  | 18 | 23 | 1 | 2 | 5 | 13
|  | Mass1 | 1 | 1 | 1 | 1 | 1 | 1 | 1 | 1 | 1 | 1 | 1 | 1 |  | 13 |  |  | 21 | 26 | 1 | 2 | 5 | 16
|  | Mass2 | 0 | 0 | 0 | 0 | 0 | 0 | 0 | 0 | 0 | 0 | 0 | 0 |  | 14 |  |  | 21 | 26 | 1 | 2 | 5 | 16
|  | MW1 | 162 | 162 | 162 | 162 | 162 | 162 | 162 | 162 | 162 | 162 | 162 | 162
|  | MW2 | 0 | 0 | 0 | 0 | 0 | 0 | 0 | 0 | 0 | 0 | 0 | 0
|  | MolT | 162 | 162 | 162 | 162 | 162 | 162 | 162 | 162 | 162 | 162 | 162 | 162
|  | x1 | 1 | 1 | 1 | 1 | 1 | 1 | 1 | 1 | 1 | 1 | 1 | 1
|  | x2 | 0 | 0 | 0 | 0 | 0 | 0 | 0 | 0 | 0 | 0 | 0 | 0
|  | ρ1 | 7 | 7 | 7 | 7 | 7 | 7 | 7 | 7 | 7 | 7 | 7 | 7
|  | ρ2 | 0 | 0 | 0 | 0 | 0 | 0 | 0 | 0 | 0 | 0 | 0 | 0
|  | ρTotal | 7 | 7 | 7 | 7 | 7 | 7 | 7 | 7 | 7 | 7 | 7 | 7
FX - 8 | Portland | Comp1 | Jet kerosene | Jet kerosene | Jet kerosene | Jet kerosene | Jet kerosene | Jet kerosene | Jet kerosene | Jet kerosene | Jet kerosene | Jet kerosene | Jet kerosene | Jet kerosene |  | 15 | 1 | 3 | 17 | 22 | 1 | 2 | 5 | 12
|  | Comp2 | 0 | 0 | 0 | 0 | 0 | 0 | 0 | 0 | 0 | 0 | 0 | 0 |  | 16 |  |  | 17 | 22 | 1 | 2 | 5 | 12
|  | Type1 | Select Pet Stock | Select Pet Stock | Select Pet Stock | Select Pet Stock | Select Pet Stock | Select Pet Stock | Select Pet Stock | Select Pet Stock | Select Pet Stock | Select Pet Stock | Select Pet Stock | Select Pet Stock |  | 15 |  |  | 18 | 23 | 1 | 2 | 5 | 13
|  | Type2 | 0 | 0 | 0 | 0 | 0 | 0 | 0 | 0 | 0 | 0 | 0 | 0 |  | 16 |  |  | 18 | 23 | 1 | 2 | 5 | 13
|  | Mass1 | 1 | 1 | 1 | 1 | 1 | 1 | 1 | 1 | 1 | 1 | 1 | 1 |  | 15 |  |  | 21 | 26 | 1 | 2 | 5 | 16
|  | Mass2 | 0 | 0 | 0 | 0 | 0 | 0 | 0 | 0 | 0 | 0 | 0 | 0 |  | 16 |  |  | 21 | 26 | 1 | 2 | 5 | 16
|  | MW1 | 162 | 162 | 162 | 162 | 162 | 162 | 162 | 162 | 162 | 162 | 162 | 162
|  | MW2 | 0 | 0 | 0 | 0 | 0 | 0 | 0 | 0 | 0 | 0 | 0 | 0
|  | MolT | 162 | 162 | 162 | 162 | 162 | 162 | 162 | 162 | 162 | 162 | 162 | 162
|  | x1 | 1 | 1 | 1 | 1 | 1 | 1 | 1 | 1 | 1 | 1 | 1 | 1
|  | x2 | 0 | 0 | 0 | 0 | 0 | 0 | 0 | 0 | 0 | 0 | 0 | 0
|  | ρ1 | 7 | 7 | 7 | 7 | 7 | 7 | 7 | 7 | 7 | 7 | 7 | 7
|  | ρ2 | 0 | 0 | 0 | 0 | 0 | 0 | 0 | 0 | 0 | 0 | 0 | 0
|  | ρTotal | 7 | 7 | 7 | 7 | 7 | 7 | 7 | 7 | 7 | 7 | 7 | 7
FX - 9 | Portland | Comp1 | Jet kerosene | Jet kerosene | Jet kerosene | Jet kerosene | Jet kerosene | Jet kerosene | Jet kerosene | Jet kerosene | Jet kerosene | Jet kerosene | Jet kerosene | Jet kerosene |  | 17 | 1 | 3 | 17 | 22 | 1 | 2 | 5 | 12
|  | Comp2 | 0 | 0 | 0 | 0 | 0 | 0 | 0 | 0 | 0 | 0 | 0 | 0 |  | 18 |  |  | 17 | 22 | 1 | 2 | 5 | 12
|  | Type1 | Select Pet Stock | Select Pet Stock | Select Pet Stock | Select Pet Stock | Select Pet Stock | Select Pet Stock | Select Pet Stock | Select Pet Stock | Select Pet Stock | Select Pet Stock | Select Pet Stock | Select Pet Stock |  | 17 |  |  | 18 | 23 | 1 | 2 | 5 | 13
|  | Type2 | 0 | 0 | 0 | 0 | 0 | 0 | 0 | 0 | 0 | 0 | 0 | 0 |  | 18 |  |  | 18 | 23 | 1 | 2 | 5 | 13
|  | Mass1 | 1 | 1 | 1 | 1 | 1 | 1 | 1 | 1 | 1 | 1 | 1 | 1 |  | 17 |  |  | 21 | 26 | 1 | 2 | 5 | 16
|  | Mass2 | 0 | 0 | 0 | 0 | 0 | 0 | 0 | 0 | 0 | 0 | 0 | 0 |  | 18 |  |  | 21 | 26 | 1 | 2 | 5 | 16
|  | MW1 | 162 | 162 | 162 | 162 | 162 | 162 | 162 | 162 | 162 | 162 | 162 | 162
|  | MW2 | 0 | 0 | 0 | 0 | 0 | 0 | 0 | 0 | 0 | 0 | 0 | 0
|  | MolT | 162 | 162 | 162 | 162 | 162 | 162 | 162 | 162 | 162 | 162 | 162 | 162
|  | x1 | 1 | 1 | 1 | 1 | 1 | 1 | 1 | 1 | 1 | 1 | 1 | 1
|  | x2 | 0 | 0 | 0 | 0 | 0 | 0 | 0 | 0 | 0 | 0 | 0 | 0
|  | ρ1 | 7 | 7 | 7 | 7 | 7 | 7 | 7 | 7 | 7 | 7 | 7 | 7
|  | ρ2 | 0 | 0 | 0 | 0 | 0 | 0 | 0 | 0 | 0 | 0 | 0 | 0
|  | ρTotal | 7 | 7 | 7 | 7 | 7 | 7 | 7 | 7 | 7 | 7 | 7 | 7
FX - 10 | Portland | Comp1 | Jet kerosene | Jet kerosene | Jet kerosene | Jet kerosene | Jet kerosene | Jet kerosene | Jet kerosene | Jet kerosene | Jet kerosene | Jet kerosene | Jet kerosene | Jet kerosene |  | 19 | 1 | 3 | 17 | 22 | 1 | 2 | 5 | 12
|  | Comp2 | 0 | 0 | 0 | 0 | 0 | 0 | 0 | 0 | 0 | 0 | 0 | 0 |  | 20 |  |  | 17 | 22 | 1 | 2 | 5 | 12
|  | Type1 | Select Pet Stock | Select Pet Stock | Select Pet Stock | Select Pet Stock | Select Pet Stock | Select Pet Stock | Select Pet Stock | Select Pet Stock | Select Pet Stock | Select Pet Stock | Select Pet Stock | Select Pet Stock |  | 19 |  |  | 18 | 23 | 1 | 2 | 5 | 13
|  | Type2 | 0 | 0 | 0 | 0 | 0 | 0 | 0 | 0 | 0 | 0 | 0 | 0 |  | 20 |  |  | 18 | 23 | 1 | 2 | 5 | 13
|  | Mass1 | 1 | 1 | 1 | 1 | 1 | 1 | 1 | 1 | 1 | 1 | 1 | 1 |  | 19 |  |  | 21 | 26 | 1 | 2 | 5 | 16
|  | Mass2 | 0 | 0 | 0 | 0 | 0 | 0 | 0 | 0 | 0 | 0 | 0 | 0 |  | 20 |  |  | 21 | 26 | 1 | 2 | 5 | 16
|  | MW1 | 162 | 162 | 162 | 162 | 162 | 162 | 162 | 162 | 162 | 162 | 162 | 162
|  | MW2 | 0 | 0 | 0 | 0 | 0 | 0 | 0 | 0 | 0 | 0 | 0 | 0
|  | MolT | 162 | 162 | 162 | 162 | 162 | 162 | 162 | 162 | 162 | 162 | 162 | 162
|  | x1 | 1 | 1 | 1 | 1 | 1 | 1 | 1 | 1 | 1 | 1 | 1 | 1
|  | x2 | 0 | 0 | 0 | 0 | 0 | 0 | 0 | 0 | 0 | 0 | 0 | 0
|  | ρ1 | 7 | 7 | 7 | 7 | 7 | 7 | 7 | 7 | 7 | 7 | 7 | 7
|  | ρ2 | 0 | 0 | 0 | 0 | 0 | 0 | 0 | 0 | 0 | 0 | 0 | 0
|  | ρTotal | 7 | 7 | 7 | 7 | 7 | 7 | 7 | 7 | 7 | 7 | 7 | 7
FX - 11 | Portland | Comp1 | Out of Service | Out of Service | Out of Service | Out of Service | Out of Service | Out of Service | Out of Service | Out of Service | Out of Service | Out of Service | Out of Service | Out of Service |  | 21 | 1 | 3 | 17 | 22 | 1 | 2 | 5 | 12
|  | Comp2 | 0 | 0 | 0 | 0 | 0 | 0 | 0 | 0 | 0 | 0 | 0 | 0 |  | 22 |  |  | 17 | 22 | 1 | 2 | 5 | 12
|  | Type1 | N/A | N/A | N/A | N/A | N/A | N/A | N/A | N/A | N/A | N/A | N/A | N/A |  | 21 |  |  | 18 | 23 | 1 | 2 | 5 | 13
|  | Type2 | 0 | 0 | 0 | 0 | 0 | 0 | 0 | 0 | 0 | 0 | 0 | 0 |  | 22 |  |  | 18 | 23 | 1 | 2 | 5 | 13
|  | Mass1 | 1 | 1 | 1 | 1 | 1 | 1 | 1 | 1 | 1 | 1 | 1 | 1 |  | 21 |  |  | 21 | 26 | 1 | 2 | 5 | 16
|  | Mass2 | 0 | 0 | 0 | 0 | 0 | 0 | 0 | 0 | 0 | 0 | 0 | 0 |  | 22 |  |  | 21 | 26 | 1 | 2 | 5 | 16
|  | MW1 | N/A | N/A | N/A | N/A | N/A | N/A | N/A | N/A | N/A | N/A | N/A | N/A
|  | MW2 | 0 | 0 | 0 | 0 | 0 | 0 | 0 | 0 | 0 | 0 | 0 | 0
|  | MolT | 0 | 0 | 0 | 0 | 0 | 0 | 0 | 0 | 0 | 0 | 0 | 0
|  | x1 | 1 | 1 | 1 | 1 | 1 | 1 | 1 | 1 | 1 | 1 | 1 | 1
|  | x2 | 0 | 0 | 0 | 0 | 0 | 0 | 0 | 0 | 0 | 0 | 0 | 0
|  | ρ1 | N/A | N/A | N/A | N/A | N/A | N/A | N/A | N/A | N/A | N/A | N/A | N/A
|  | ρ2 | 0 | 0 | 0 | 0 | 0 | 0 | 0 | 0 | 0 | 0 | 0 | 0
|  | ρTotal | N/A | N/A | N/A | N/A | N/A | N/A | N/A | N/A | N/A | N/A | N/A | N/A
FX - 12 | Portland | Comp1 | Jet kerosene | Jet kerosene | Jet kerosene | Jet kerosene | Jet kerosene | Jet kerosene | Jet kerosene | Jet kerosene | Jet kerosene | Jet kerosene | Jet kerosene | Jet kerosene |  | 23 | 1 | 3 | 17 | 22 | 1 | 2 | 5 | 12
|  | Comp2 | 0 | 0 | 0 | 0 | 0 | 0 | 0 | 0 | 0 | 0 | 0 | 0 |  | 24 |  |  | 17 | 22 | 1 | 2 | 5 | 12
|  | Type1 | Select Pet Stock | Select Pet Stock | Select Pet Stock | Select Pet Stock | Select Pet Stock | Select Pet Stock | Select Pet Stock | Select Pet Stock | Select Pet Stock | Select Pet Stock | Select Pet Stock | Select Pet Stock |  | 23 |  |  | 18 | 23 | 1 | 2 | 5 | 13
|  | Type2 | 0 | 0 | 0 | 0 | 0 | 0 | 0 | 0 | 0 | 0 | 0 | 0 |  | 24 |  |  | 18 | 23 | 1 | 2 | 5 | 13
|  | Mass1 | 1 | 1 | 1 | 1 | 1 | 1 | 1 | 1 | 1 | 1 | 1 | 1 |  | 23 |  |  | 21 | 26 | 1 | 2 | 5 | 16
|  | Mass2 | 0 | 0 | 0 | 0 | 0 | 0 | 0 | 0 | 0 | 0 | 0 | 0 |  | 24 |  |  | 21 | 26 | 1 | 2 | 5 | 16
|  | MW1 | 162 | 162 | 162 | 162 | 162 | 162 | 162 | 162 | 162 | 162 | 162 | 162
|  | MW2 | 0 | 0 | 0 | 0 | 0 | 0 | 0 | 0 | 0 | 0 | 0 | 0
|  | MolT | 162 | 162 | 162 | 162 | 162 | 162 | 162 | 162 | 162 | 162 | 162 | 162
|  | x1 | 1 | 1 | 1 | 1 | 1 | 1 | 1 | 1 | 1 | 1 | 1 | 1
|  | x2 | 0 | 0 | 0 | 0 | 0 | 0 | 0 | 0 | 0 | 0 | 0 | 0
|  | ρ1 | 7 | 7 | 7 | 7 | 7 | 7 | 7 | 7 | 7 | 7 | 7 | 7
|  | ρ2 | 0 | 0 | 0 | 0 | 0 | 0 | 0 | 0 | 0 | 0 | 0 | 0
|  | ρTotal | 7 | 7 | 7 | 7 | 7 | 7 | 7 | 7 | 7 | 7 | 7 | 7
FX - 13 | Portland | Comp1 | Out of Service | Out of Service | Out of Service | Out of Service | Out of Service | Out of Service | Out of Service | Out of Service | Out of Service | Out of Service | Out of Service | Out of Service |  | 25 | 1 | 3 | 17 | 22 | 1 | 2 | 5 | 12
|  | Comp2 | 0 | 0 | 0 | 0 | 0 | 0 | 0 | 0 | 0 | 0 | 0 | 0 |  | 26 |  |  | 17 | 22 | 1 | 2 | 5 | 12
|  | Type1 | N/A | N/A | N/A | N/A | N/A | N/A | N/A | N/A | N/A | N/A | N/A | N/A |  | 25 |  |  | 18 | 23 | 1 | 2 | 5 | 13
|  | Type2 | 0 | 0 | 0 | 0 | 0 | 0 | 0 | 0 | 0 | 0 | 0 | 0 |  | 26 |  |  | 18 | 23 | 1 | 2 | 5 | 13
|  | Mass1 | 1 | 1 | 1 | 1 | 1 | 1 | 1 | 1 | 1 | 1 | 1 | 1 |  | 25 |  |  | 21 | 26 | 1 | 2 | 5 | 16
|  | Mass2 | 0 | 0 | 0 | 0 | 0 | 0 | 0 | 0 | 0 | 0 | 0 | 0 |  | 26 |  |  | 21 | 26 | 1 | 2 | 5 | 16
|  | MW1 | N/A | N/A | N/A | N/A | N/A | N/A | N/A | N/A | N/A | N/A | N/A | N/A
|  | MW2 | 0 | 0 | 0 | 0 | 0 | 0 | 0 | 0 | 0 | 0 | 0 | 0
|  | MolT | 0 | 0 | 0 | 0 | 0 | 0 | 0 | 0 | 0 | 0 | 0 | 0
|  | x1 | 1 | 1 | 1 | 1 | 1 | 1 | 1 | 1 | 1 | 1 | 1 | 1
|  | x2 | 0 | 0 | 0 | 0 | 0 | 0 | 0 | 0 | 0 | 0 | 0 | 0
|  | ρ1 | N/A | N/A | N/A | N/A | N/A | N/A | N/A | N/A | N/A | N/A | N/A | N/A
|  | ρ2 | 0 | 0 | 0 | 0 | 0 | 0 | 0 | 0 | 0 | 0 | 0 | 0
|  | ρTotal | N/A | N/A | N/A | N/A | N/A | N/A | N/A | N/A | N/A | N/A | N/A | N/A
FX - 14 | Portland | Comp1 | Jet kerosene | Jet kerosene | Jet kerosene | Jet kerosene | Jet kerosene | Jet kerosene | Jet kerosene | Jet kerosene | Jet kerosene | Jet kerosene | Jet kerosene | Jet kerosene |  | 27 | 1 | 3 | 17 | 22 | 1 | 2 | 5 | 12
|  | Comp2 | 0 | 0 | 0 | 0 | 0 | 0 | 0 | 0 | 0 | 0 | 0 | 0 |  | 28 |  |  | 17 | 22 | 1 | 2 | 5 | 12
|  | Type1 | Select Pet Stock | Select Pet Stock | Select Pet Stock | Select Pet Stock | Select Pet Stock | Select Pet Stock | Select Pet Stock | Select Pet Stock | Select Pet Stock | Select Pet Stock | Select Pet Stock | Select Pet Stock |  | 27 |  |  | 18 | 23 | 1 | 2 | 5 | 13
|  | Type2 | 0 | 0 | 0 | 0 | 0 | 0 | 0 | 0 | 0 | 0 | 0 | 0 |  | 28 |  |  | 18 | 23 | 1 | 2 | 5 | 13
|  | Mass1 | 1 | 1 | 1 | 1 | 1 | 1 | 1 | 1 | 1 | 1 | 1 | 1 |  | 27 |  |  | 21 | 26 | 1 | 2 | 5 | 16
|  | Mass2 | 0 | 0 | 0 | 0 | 0 | 0 | 0 | 0 | 0 | 0 | 0 | 0 |  | 28 |  |  | 21 | 26 | 1 | 2 | 5 | 16
|  | MW1 | 162 | 162 | 162 | 162 | 162 | 162 | 162 | 162 | 162 | 162 | 162 | 162
|  | MW2 | 0 | 0 | 0 | 0 | 0 | 0 | 0 | 0 | 0 | 0 | 0 | 0
|  | MolT | 162 | 162 | 162 | 162 | 162 | 162 | 162 | 162 | 162 | 162 | 162 | 162
|  | x1 | 1 | 1 | 1 | 1 | 1 | 1 | 1 | 1 | 1 | 1 | 1 | 1
|  | x2 | 0 | 0 | 0 | 0 | 0 | 0 | 0 | 0 | 0 | 0 | 0 | 0
|  | ρ1 | 7 | 7 | 7 | 7 | 7 | 7 | 7 | 7 | 7 | 7 | 7 | 7
|  | ρ2 | 0 | 0 | 0 | 0 | 0 | 0 | 0 | 0 | 0 | 0 | 0 | 0
|  | ρTotal | 7 | 7 | 7 | 7 | 7 | 7 | 7 | 7 | 7 | 7 | 7 | 7
FX - 15 | Portland | Comp1 | Jet kerosene | Jet kerosene | Jet kerosene | Jet kerosene | Jet kerosene | Jet kerosene | Jet kerosene | Jet kerosene | Jet kerosene | Jet kerosene | Jet kerosene | Jet kerosene |  | 29 | 1 | 3 | 17 | 22 | 1 | 2 | 5 | 12
|  | Comp2 | 0 | 0 | 0 | 0 | 0 | 0 | 0 | 0 | 0 | 0 | 0 | 0 |  | 30 |  |  | 17 | 22 | 1 | 2 | 5 | 12
|  | Type1 | Select Pet Stock | Select Pet Stock | Select Pet Stock | Select Pet Stock | Select Pet Stock | Select Pet Stock | Select Pet Stock | Select Pet Stock | Select Pet Stock | Select Pet Stock | Select Pet Stock | Select Pet Stock |  | 29 |  |  | 18 | 23 | 1 | 2 | 5 | 13
|  | Type2 | 0 | 0 | 0 | 0 | 0 | 0 | 0 | 0 | 0 | 0 | 0 | 0 |  | 30 |  |  | 18 | 23 | 1 | 2 | 5 | 13
|  | Mass1 | 1 | 1 | 1 | 1 | 1 | 1 | 1 | 1 | 1 | 1 | 1 | 1 |  | 29 |  |  | 21 | 26 | 1 | 2 | 5 | 16
|  | Mass2 | 0 | 0 | 0 | 0 | 0 | 0 | 0 | 0 | 0 | 0 | 0 | 0 |  | 30 |  |  | 21 | 26 | 1 | 2 | 5 | 16
|  | MW1 | 162 | 162 | 162 | 162 | 162 | 162 | 162 | 162 | 162 | 162 | 162 | 162
|  | MW2 | 0 | 0 | 0 | 0 | 0 | 0 | 0 | 0 | 0 | 0 | 0 | 0
|  | MolT | 162 | 162 | 162 | 162 | 162 | 162 | 162 | 162 | 162 | 162 | 162 | 162
|  | x1 | 1 | 1 | 1 | 1 | 1 | 1 | 1 | 1 | 1 | 1 | 1 | 1
|  | x2 | 0 | 0 | 0 | 0 | 0 | 0 | 0 | 0 | 0 | 0 | 0 | 0
|  | ρ1 | 7 | 7 | 7 | 7 | 7 | 7 | 7 | 7 | 7 | 7 | 7 | 7
|  | ρ2 | 0 | 0 | 0 | 0 | 0 | 0 | 0 | 0 | 0 | 0 | 0 | 0
|  | ρTotal | 7 | 7 | 7 | 7 | 7 | 7 | 7 | 7 | 7 | 7 | 7 | 7
FX - 16 | Portland | Comp1 | Jet kerosene | Jet kerosene | Jet kerosene | Jet kerosene | Jet kerosene | Jet kerosene | Jet kerosene | Jet kerosene | Jet kerosene | Jet kerosene | Jet kerosene | Jet kerosene |  | 31 | 1 | 3 | 17 | 22 | 1 | 2 | 5 | 12
|  | Comp2 | 0 | 0 | 0 | 0 | 0 | 0 | 0 | 0 | 0 | 0 | 0 | 0 |  | 32 |  |  | 17 | 22 | 1 | 2 | 5 | 12
|  | Type1 | Select Pet Stock | Select Pet Stock | Select Pet Stock | Select Pet Stock | Select Pet Stock | Select Pet Stock | Select Pet Stock | Select Pet Stock | Select Pet Stock | Select Pet Stock | Select Pet Stock | Select Pet Stock |  | 31 |  |  | 18 | 23 | 1 | 2 | 5 | 13
|  | Type2 | 0 | 0 | 0 | 0 | 0 | 0 | 0 | 0 | 0 | 0 | 0 | 0 |  | 32 |  |  | 18 | 23 | 1 | 2 | 5 | 13
|  | Mass1 | 1 | 1 | 1 | 1 | 1 | 1 | 1 | 1 | 1 | 1 | 1 | 1 |  | 31 |  |  | 21 | 26 | 1 | 2 | 5 | 16
|  | Mass2 | 0 | 0 | 0 | 0 | 0 | 0 | 0 | 0 | 0 | 0 | 0 | 0 |  | 32 |  |  | 21 | 26 | 1 | 2 | 5 | 16
|  | MW1 | 162 | 162 | 162 | 162 | 162 | 162 | 162 | 162 | 162 | 162 | 162 | 162
|  | MW2 | 0 | 0 | 0 | 0 | 0 | 0 | 0 | 0 | 0 | 0 | 0 | 0
|  | MolT | 162 | 162 | 162 | 162 | 162 | 162 | 162 | 162 | 162 | 162 | 162 | 162
|  | x1 | 1 | 1 | 1 | 1 | 1 | 1 | 1 | 1 | 1 | 1 | 1 | 1
|  | x2 | 0 | 0 | 0 | 0 | 0 | 0 | 0 | 0 | 0 | 0 | 0 | 0
|  | ρ1 | 7 | 7 | 7 | 7 | 7 | 7 | 7 | 7 | 7 | 7 | 7 | 7
|  | ρ2 | 0 | 0 | 0 | 0 | 0 | 0 | 0 | 0 | 0 | 0 | 0 | 0
|  | ρTotal | 7 | 7 | 7 | 7 | 7 | 7 | 7 | 7 | 7 | 7 | 7 | 7
FX - 17 | Portland | Comp1 | Jet kerosene | Jet kerosene | Jet kerosene | Jet kerosene | Jet kerosene | Jet kerosene | Jet kerosene | Jet kerosene | Jet kerosene | Jet kerosene | Jet kerosene | Jet kerosene |  | 33 | 1 | 3 | 17 | 22 | 1 | 2 | 5 | 12
|  | Comp2 | 0 | 0 | 0 | 0 | 0 | 0 | 0 | 0 | 0 | 0 | 0 | 0 |  | 34 |  |  | 17 | 22 | 1 | 2 | 5 | 12
|  | Type1 | Select Pet Stock | Select Pet Stock | Select Pet Stock | Select Pet Stock | Select Pet Stock | Select Pet Stock | Select Pet Stock | Select Pet Stock | Select Pet Stock | Select Pet Stock | Select Pet Stock | Select Pet Stock |  | 33 |  |  | 18 | 23 | 1 | 2 | 5 | 13
|  | Type2 | 0 | 0 | 0 | 0 | 0 | 0 | 0 | 0 | 0 | 0 | 0 | 0 |  | 34 |  |  | 18 | 23 | 1 | 2 | 5 | 13
|  | Mass1 | 1 | 1 | 1 | 1 | 1 | 1 | 1 | 1 | 1 | 1 | 1 | 1 |  | 33 |  |  | 21 | 26 | 1 | 2 | 5 | 16
|  | Mass2 | 0 | 0 | 0 | 0 | 0 | 0 | 0 | 0 | 0 | 0 | 0 | 0 |  | 34 |  |  | 21 | 26 | 1 | 2 | 5 | 16
|  | MW1 | 162 | 162 | 162 | 162 | 162 | 162 | 162 | 162 | 162 | 162 | 162 | 162
|  | MW2 | 0 | 0 | 0 | 0 | 0 | 0 | 0 | 0 | 0 | 0 | 0 | 0
|  | MolT | 162 | 162 | 162 | 162 | 162 | 162 | 162 | 162 | 162 | 162 | 162 | 162
|  | x1 | 1 | 1 | 1 | 1 | 1 | 1 | 1 | 1 | 1 | 1 | 1 | 1
|  | x2 | 0 | 0 | 0 | 0 | 0 | 0 | 0 | 0 | 0 | 0 | 0 | 0
|  | ρ1 | 7 | 7 | 7 | 7 | 7 | 7 | 7 | 7 | 7 | 7 | 7 | 7
|  | ρ2 | 0 | 0 | 0 | 0 | 0 | 0 | 0 | 0 | 0 | 0 | 0 | 0
|  | ρTotal | 7 | 7 | 7 | 7 | 7 | 7 | 7 | 7 | 7 | 7 | 7 | 7
FX - 18 | Portland | Comp1 | Jet kerosene | Jet kerosene | Jet kerosene | Jet kerosene | Jet kerosene | Jet kerosene | Jet kerosene | Jet kerosene | Jet kerosene | Jet kerosene | Jet kerosene | Jet kerosene |  | 35 | 1 | 3 | 17 | 22 | 1 | 2 | 5 | 12
|  | Comp2 | 0 | 0 | 0 | 0 | 0 | 0 | 0 | 0 | 0 | 0 | 0 | 0 |  | 36 |  |  | 17 | 22 | 1 | 2 | 5 | 12
|  | Type1 | Select Pet Stock | Select Pet Stock | Select Pet Stock | Select Pet Stock | Select Pet Stock | Select Pet Stock | Select Pet Stock | Select Pet Stock | Select Pet Stock | Select Pet Stock | Select Pet Stock | Select Pet Stock |  | 35 |  |  | 18 | 23 | 1 | 2 | 5 | 13
|  | Type2 | 0 | 0 | 0 | 0 | 0 | 0 | 0 | 0 | 0 | 0 | 0 | 0 |  | 36 |  |  | 18 | 23 | 1 | 2 | 5 | 13
|  | Mass1 | 1 | 1 | 1 | 1 | 1 | 1 | 1 | 1 | 1 | 1 | 1 | 1 |  | 35 |  |  | 21 | 26 | 1 | 2 | 5 | 16
|  | Mass2 | 0 | 0 | 0 | 0 | 0 | 0 | 0 | 0 | 0 | 0 | 0 | 0 |  | 36 |  |  | 21 | 26 | 1 | 2 | 5 | 16
|  | MW1 | 162 | 162 | 162 | 162 | 162 | 162 | 162 | 162 | 162 | 162 | 162 | 162
|  | MW2 | 0 | 0 | 0 | 0 | 0 | 0 | 0 | 0 | 0 | 0 | 0 | 0
|  | MolT | 162 | 162 | 162 | 162 | 162 | 162 | 162 | 162 | 162 | 162 | 162 | 162
|  | x1 | 1 | 1 | 1 | 1 | 1 | 1 | 1 | 1 | 1 | 1 | 1 | 1
|  | x2 | 0 | 0 | 0 | 0 | 0 | 0 | 0 | 0 | 0 | 0 | 0 | 0
|  | ρ1 | 7 | 7 | 7 | 7 | 7 | 7 | 7 | 7 | 7 | 7 | 7 | 7
|  | ρ2 | 0 | 0 | 0 | 0 | 0 | 0 | 0 | 0 | 0 | 0 | 0 | 0
|  | ρTotal | 7 | 7 | 7 | 7 | 7 | 7 | 7 | 7 | 7 | 7 | 7 | 7
FX - 19 | Portland | Comp1 | Jet kerosene | Jet kerosene | Jet kerosene | Jet kerosene | Jet kerosene | Jet kerosene | Jet kerosene | Jet kerosene | Jet kerosene | Jet kerosene | Jet kerosene | Jet kerosene |  | 37 | 1 | 3 | 17 | 22 | 1 | 2 | 5 | 12
|  | Comp2 | 0 | 0 | 0 | 0 | 0 | 0 | 0 | 0 | 0 | 0 | 0 | 0 |  | 38 |  |  | 17 | 22 | 1 | 2 | 5 | 12
|  | Type1 | Select Pet Stock | Select Pet Stock | Select Pet Stock | Select Pet Stock | Select Pet Stock | Select Pet Stock | Select Pet Stock | Select Pet Stock | Select Pet Stock | Select Pet Stock | Select Pet Stock | Select Pet Stock |  | 37 |  |  | 18 | 23 | 1 | 2 | 5 | 13
|  | Type2 | 0 | 0 | 0 | 0 | 0 | 0 | 0 | 0 | 0 | 0 | 0 | 0 |  | 38 |  |  | 18 | 23 | 1 | 2 | 5 | 13
|  | Mass1 | 1 | 1 | 1 | 1 | 1 | 1 | 1 | 1 | 1 | 1 | 1 | 1 |  | 37 |  |  | 21 | 26 | 1 | 2 | 5 | 16
|  | Mass2 | 0 | 0 | 0 | 0 | 0 | 0 | 0 | 0 | 0 | 0 | 0 | 0 |  | 38 |  |  | 21 | 26 | 1 | 2 | 5 | 16
|  | MW1 | 162 | 162 | 162 | 162 | 162 | 162 | 162 | 162 | 162 | 162 | 162 | 162
|  | MW2 | 0 | 0 | 0 | 0 | 0 | 0 | 0 | 0 | 0 | 0 | 0 | 0
|  | MolT | 162 | 162 | 162 | 162 | 162 | 162 | 162 | 162 | 162 | 162 | 162 | 162
|  | x1 | 1 | 1 | 1 | 1 | 1 | 1 | 1 | 1 | 1 | 1 | 1 | 1
|  | x2 | 0 | 0 | 0 | 0 | 0 | 0 | 0 | 0 | 0 | 0 | 0 | 0
|  | ρ1 | 7 | 7 | 7 | 7 | 7 | 7 | 7 | 7 | 7 | 7 | 7 | 7
|  | ρ2 | 0 | 0 | 0 | 0 | 0 | 0 | 0 | 0 | 0 | 0 | 0 | 0
|  | ρTotal | 7 | 7 | 7 | 7 | 7 | 7 | 7 | 7 | 7 | 7 | 7 | 7
FX - 20 | Portland | Comp1 | Jet kerosene | Jet kerosene | Jet kerosene | Jet kerosene | Jet kerosene | Jet kerosene | Jet kerosene | Jet kerosene | Jet kerosene | Jet kerosene | Jet kerosene | Jet kerosene |  | 39 | 1 | 3 | 17 | 22 | 1 | 2 | 5 | 12
|  | Comp2 | 0 | 0 | 0 | 0 | 0 | 0 | 0 | 0 | 0 | 0 | 0 | 0 |  | 40 |  |  | 17 | 22 | 1 | 2 | 5 | 12
|  | Type1 | Select Pet Stock | Select Pet Stock | Select Pet Stock | Select Pet Stock | Select Pet Stock | Select Pet Stock | Select Pet Stock | Select Pet Stock | Select Pet Stock | Select Pet Stock | Select Pet Stock | Select Pet Stock |  | 39 |  |  | 18 | 23 | 1 | 2 | 5 | 13
|  | Type2 | 0 | 0 | 0 | 0 | 0 | 0 | 0 | 0 | 0 | 0 | 0 | 0 |  | 40 |  |  | 18 | 23 | 1 | 2 | 5 | 13
|  | Mass1 | 1 | 1 | 1 | 1 | 1 | 1 | 1 | 1 | 1 | 1 | 1 | 1 |  | 39 |  |  | 21 | 26 | 1 | 2 | 5 | 16
|  | Mass2 | 0 | 0 | 0 | 0 | 0 | 0 | 0 | 0 | 0 | 0 | 0 | 0 |  | 40 |  |  | 21 | 26 | 1 | 2 | 5 | 16
|  | MW1 | 162 | 162 | 162 | 162 | 162 | 162 | 162 | 162 | 162 | 162 | 162 | 162
|  | MW2 | 0 | 0 | 0 | 0 | 0 | 0 | 0 | 0 | 0 | 0 | 0 | 0
|  | MolT | 162 | 162 | 162 | 162 | 162 | 162 | 162 | 162 | 162 | 162 | 162 | 162
|  | x1 | 1 | 1 | 1 | 1 | 1 | 1 | 1 | 1 | 1 | 1 | 1 | 1
|  | x2 | 0 | 0 | 0 | 0 | 0 | 0 | 0 | 0 | 0 | 0 | 0 | 0
|  | ρ1 | 7 | 7 | 7 | 7 | 7 | 7 | 7 | 7 | 7 | 7 | 7 | 7
|  | ρ2 | 0 | 0 | 0 | 0 | 0 | 0 | 0 | 0 | 0 | 0 | 0 | 0
|  | ρTotal | 7 | 7 | 7 | 7 | 7 | 7 | 7 | 7 | 7 | 7 | 7 | 7
FX - 21 | Portland | Comp1 | Jet kerosene | Jet kerosene | Jet kerosene | Jet kerosene | Jet kerosene | Jet kerosene | Jet kerosene | Jet kerosene | Jet kerosene | Jet kerosene | Jet kerosene | Jet kerosene |  | 41 | 1 | 3 | 17 | 22 | 1 | 2 | 5 | 12
|  | Comp2 | 0 | 0 | 0 | 0 | 0 | 0 | 0 | 0 | 0 | 0 | 0 | 0 |  | 42 |  |  | 17 | 22 | 1 | 2 | 5 | 12
|  | Type1 | Select Pet Stock | Select Pet Stock | Select Pet Stock | Select Pet Stock | Select Pet Stock | Select Pet Stock | Select Pet Stock | Select Pet Stock | Select Pet Stock | Select Pet Stock | Select Pet Stock | Select Pet Stock |  | 41 |  |  | 18 | 23 | 1 | 2 | 5 | 13
|  | Type2 | 0 | 0 | 0 | 0 | 0 | 0 | 0 | 0 | 0 | 0 | 0 | 0 |  | 42 |  |  | 18 | 23 | 1 | 2 | 5 | 13
|  | Mass1 | 1 | 1 | 1 | 1 | 1 | 1 | 1 | 1 | 1 | 1 | 1 | 1 |  | 41 |  |  | 21 | 26 | 1 | 2 | 5 | 16
|  | Mass2 | 0 | 0 | 0 | 0 | 0 | 0 | 0 | 0 | 0 | 0 | 0 | 0 |  | 42 |  |  | 21 | 26 | 1 | 2 | 5 | 16
|  | MW1 | 162 | 162 | 162 | 162 | 162 | 162 | 162 | 162 | 162 | 162 | 162 | 162
|  | MW2 | 0 | 0 | 0 | 0 | 0 | 0 | 0 | 0 | 0 | 0 | 0 | 0
|  | MolT | 162 | 162 | 162 | 162 | 162 | 162 | 162 | 162 | 162 | 162 | 162 | 162
|  | x1 | 1 | 1 | 1 | 1 | 1 | 1 | 1 | 1 | 1 | 1 | 1 | 1
|  | x2 | 0 | 0 | 0 | 0 | 0 | 0 | 0 | 0 | 0 | 0 | 0 | 0
|  | ρ1 | 7 | 7 | 7 | 7 | 7 | 7 | 7 | 7 | 7 | 7 | 7 | 7
|  | ρ2 | 0 | 0 | 0 | 0 | 0 | 0 | 0 | 0 | 0 | 0 | 0 | 0
|  | ρTotal | 7 | 7 | 7 | 7 | 7 | 7 | 7 | 7 | 7 | 7 | 7 | 7
FX - 22 | Portland | Comp1 | Jet kerosene | Jet kerosene | Jet kerosene | Jet kerosene | Jet kerosene | Jet kerosene | Jet kerosene | Jet kerosene | Jet kerosene | Jet kerosene | Jet kerosene | Jet kerosene |  | 43 | 1 | 3 | 17 | 22 | 1 | 2 | 5 | 12
|  | Comp2 | 0 | 0 | 0 | 0 | 0 | 0 | 0 | 0 | 0 | 0 | 0 | 0 |  | 44 |  |  | 17 | 22 | 1 | 2 | 5 | 12
|  | Type1 | Select Pet Stock | Select Pet Stock | Select Pet Stock | Select Pet Stock | Select Pet Stock | Select Pet Stock | Select Pet Stock | Select Pet Stock | Select Pet Stock | Select Pet Stock | Select Pet Stock | Select Pet Stock |  | 43 |  |  | 18 | 23 | 1 | 2 | 5 | 13
|  | Type2 | 0 | 0 | 0 | 0 | 0 | 0 | 0 | 0 | 0 | 0 | 0 | 0 |  | 44 |  |  | 18 | 23 | 1 | 2 | 5 | 13
|  | Mass1 | 1 | 1 | 1 | 1 | 1 | 1 | 1 | 1 | 1 | 1 | 1 | 1 |  | 43 |  |  | 21 | 26 | 1 | 2 | 5 | 16
|  | Mass2 | 0 | 0 | 0 | 0 | 0 | 0 | 0 | 0 | 0 | 0 | 0 | 0 |  | 44 |  |  | 21 | 26 | 1 | 2 | 5 | 16
|  | MW1 | 162 | 162 | 162 | 162 | 162 | 162 | 162 | 162 | 162 | 162 | 162 | 162
|  | MW2 | 0 | 0 | 0 | 0 | 0 | 0 | 0 | 0 | 0 | 0 | 0 | 0
|  | MolT | 162 | 162 | 162 | 162 | 162 | 162 | 162 | 162 | 162 | 162 | 162 | 162
|  | x1 | 1 | 1 | 1 | 1 | 1 | 1 | 1 | 1 | 1 | 1 | 1 | 1
|  | x2 | 0 | 0 | 0 | 0 | 0 | 0 | 0 | 0 | 0 | 0 | 0 | 0
|  | ρ1 | 7 | 7 | 7 | 7 | 7 | 7 | 7 | 7 | 7 | 7 | 7 | 7
|  | ρ2 | 0 | 0 | 0 | 0 | 0 | 0 | 0 | 0 | 0 | 0 | 0 | 0
|  | ρTotal | 7 | 7 | 7 | 7 | 7 | 7 | 7 | 7 | 7 | 7 | 7 | 7
FX - 23 | Portland | Comp1 | Out of Service | Out of Service | Out of Service | Out of Service | Out of Service | Out of Service | Out of Service | Out of Service | Out of Service | Out of Service | Out of Service | Out of Service |  | 45 | 1 | 3 | 17 | 22 | 1 | 2 | 5 | 12
|  | Comp2 | 0 | 0 | 0 | 0 | 0 | 0 | 0 | 0 | 0 | 0 | 0 | 0 |  | 46 |  |  | 17 | 22 | 1 | 2 | 5 | 12
|  | Type1 | N/A | N/A | N/A | N/A | N/A | N/A | N/A | N/A | N/A | N/A | N/A | N/A |  | 45 |  |  | 18 | 23 | 1 | 2 | 5 | 13
|  | Type2 | 0 | 0 | 0 | 0 | 0 | 0 | 0 | 0 | 0 | 0 | 0 | 0 |  | 46 |  |  | 18 | 23 | 1 | 2 | 5 | 13
|  | Mass1 | 1 | 1 | 1 | 1 | 1 | 1 | 1 | 1 | 1 | 1 | 1 | 1 |  | 45 |  |  | 21 | 26 | 1 | 2 | 5 | 16
|  | Mass2 | 0 | 0 | 0 | 0 | 0 | 0 | 0 | 0 | 0 | 0 | 0 | 0 |  | 46 |  |  | 21 | 26 | 1 | 2 | 5 | 16
|  | MW1 | N/A | N/A | N/A | N/A | N/A | N/A | N/A | N/A | N/A | N/A | N/A | N/A
|  | MW2 | 0 | 0 | 0 | 0 | 0 | 0 | 0 | 0 | 0 | 0 | 0 | 0
|  | MolT | 0 | 0 | 0 | 0 | 0 | 0 | 0 | 0 | 0 | 0 | 0 | 0
|  | x1 | 1 | 1 | 1 | 1 | 1 | 1 | 1 | 1 | 1 | 1 | 1 | 1
|  | x2 | 0 | 0 | 0 | 0 | 0 | 0 | 0 | 0 | 0 | 0 | 0 | 0
|  | ρ1 | N/A | N/A | N/A | N/A | N/A | N/A | N/A | N/A | N/A | N/A | N/A | N/A
|  | ρ2 | 0 | 0 | 0 | 0 | 0 | 0 | 0 | 0 | 0 | 0 | 0 | 0
|  | ρTotal | N/A | N/A | N/A | N/A | N/A | N/A | N/A | N/A | N/A | N/A | N/A | N/A
FX - 24 | Portland | Comp1 | Out of Service | Out of Service | Out of Service | Out of Service | Out of Service | Out of Service | Out of Service | Out of Service | Out of Service | Out of Service | Out of Service | Out of Service |  | 47 | 1 | 3 | 17 | 22 | 1 | 2 | 5 | 12
|  | Comp2 | 0 | 0 | 0 | 0 | 0 | 0 | 0 | 0 | 0 | 0 | 0 | 0 |  | 48 |  |  | 17 | 22 | 1 | 2 | 5 | 12
|  | Type1 | N/A | N/A | N/A | N/A | N/A | N/A | N/A | N/A | N/A | N/A | N/A | N/A |  | 47 |  |  | 18 | 23 | 1 | 2 | 5 | 13
|  | Type2 | 0 | 0 | 0 | 0 | 0 | 0 | 0 | 0 | 0 | 0 | 0 | 0 |  | 48 |  |  | 18 | 23 | 1 | 2 | 5 | 13
|  | Mass1 | 1 | 1 | 1 | 1 | 1 | 1 | 1 | 1 | 1 | 1 | 1 | 1 |  | 47 |  |  | 21 | 26 | 1 | 2 | 5 | 16
|  | Mass2 | 0 | 0 | 0 | 0 | 0 | 0 | 0 | 0 | 0 | 0 | 0 | 0 |  | 48 |  |  | 21 | 26 | 1 | 2 | 5 | 16
|  | MW1 | N/A | N/A | N/A | N/A | N/A | N/A | N/A | N/A | N/A | N/A | N/A | N/A
|  | MW2 | 0 | 0 | 0 | 0 | 0 | 0 | 0 | 0 | 0 | 0 | 0 | 0
|  | MolT | 0 | 0 | 0 | 0 | 0 | 0 | 0 | 0 | 0 | 0 | 0 | 0
|  | x1 | 1 | 1 | 1 | 1 | 1 | 1 | 1 | 1 | 1 | 1 | 1 | 1
|  | x2 | 0 | 0 | 0 | 0 | 0 | 0 | 0 | 0 | 0 | 0 | 0 | 0
|  | ρ1 | N/A | N/A | N/A | N/A | N/A | N/A | N/A | N/A | N/A | N/A | N/A | N/A
|  | ρ2 | 0 | 0 | 0 | 0 | 0 | 0 | 0 | 0 | 0 | 0 | 0 | 0
|  | ρTotal | N/A | N/A | N/A | N/A | N/A | N/A | N/A | N/A | N/A | N/A | N/A | N/A
FX - 25 | Portland | Comp1 | Out of Service | Out of Service | Out of Service | Out of Service | Out of Service | Out of Service | Out of Service | Out of Service | Out of Service | Out of Service | Out of Service | Out of Service |  | 49 | 1 | 3 | 17 | 22 | 1 | 2 | 5 | 12
|  | Comp2 | 0 | 0 | 0 | 0 | 0 | 0 | 0 | 0 | 0 | 0 | 0 | 0 |  | 50 |  |  | 17 | 22 | 1 | 2 | 5 | 12
|  | Type1 | N/A | N/A | N/A | N/A | N/A | N/A | N/A | N/A | N/A | N/A | N/A | N/A |  | 49 |  |  | 18 | 23 | 1 | 2 | 5 | 13
|  | Type2 | 0 | 0 | 0 | 0 | 0 | 0 | 0 | 0 | 0 | 0 | 0 | 0 |  | 50 |  |  | 18 | 23 | 1 | 2 | 5 | 13
|  | Mass1 | 1 | 1 | 1 | 1 | 1 | 1 | 1 | 1 | 1 | 1 | 1 | 1 |  | 49 |  |  | 21 | 26 | 1 | 2 | 5 | 16
|  | Mass2 | 0 | 0 | 0 | 0 | 0 | 0 | 0 | 0 | 0 | 0 | 0 | 0 |  | 50 |  |  | 21 | 26 | 1 | 2 | 5 | 16
|  | MW1 | N/A | N/A | N/A | N/A | N/A | N/A | N/A | N/A | N/A | N/A | N/A | N/A
|  | MW2 | 0 | 0 | 0 | 0 | 0 | 0 | 0 | 0 | 0 | 0 | 0 | 0
|  | MolT | 0 | 0 | 0 | 0 | 0 | 0 | 0 | 0 | 0 | 0 | 0 | 0
|  | x1 | 1 | 1 | 1 | 1 | 1 | 1 | 1 | 1 | 1 | 1 | 1 | 1
|  | x2 | 0 | 0 | 0 | 0 | 0 | 0 | 0 | 0 | 0 | 0 | 0 | 0
|  | ρ1 | N/A | N/A | N/A | N/A | N/A | N/A | N/A | N/A | N/A | N/A | N/A | N/A
|  | ρ2 | 0 | 0 | 0 | 0 | 0 | 0 | 0 | 0 | 0 | 0 | 0 | 0
|  | ρTotal | N/A | N/A | N/A | N/A | N/A | N/A | N/A | N/A | N/A | N/A | N/A | N/A
FX - 26 | Portland | Comp1 | Out of Service | Out of Service | Out of Service | Out of Service | Out of Service | Out of Service | Out of Service | Out of Service | Out of Service | Out of Service | Out of Service | Out of Service |  | 51 | 1 | 3 | 17 | 22 | 1 | 2 | 5 | 12
|  | Comp2 | 0 | 0 | 0 | 0 | 0 | 0 | 0 | 0 | 0 | 0 | 0 | 0 |  | 52 |  |  | 17 | 22 | 1 | 2 | 5 | 12
|  | Type1 | N/A | N/A | N/A | N/A | N/A | N/A | N/A | N/A | N/A | N/A | N/A | N/A |  | 51 |  |  | 18 | 23 | 1 | 2 | 5 | 13
|  | Type2 | 0 | 0 | 0 | 0 | 0 | 0 | 0 | 0 | 0 | 0 | 0 | 0 |  | 52 |  |  | 18 | 23 | 1 | 2 | 5 | 13
|  | Mass1 | 1 | 1 | 1 | 1 | 1 | 1 | 1 | 1 | 1 | 1 | 1 | 1 |  | 51 |  |  | 21 | 26 | 1 | 2 | 5 | 16
|  | Mass2 | 0 | 0 | 0 | 0 | 0 | 0 | 0 | 0 | 0 | 0 | 0 | 0 |  | 52 |  |  | 21 | 26 | 1 | 2 | 5 | 16
|  | MW1 | N/A | N/A | N/A | N/A | N/A | N/A | N/A | N/A | N/A | N/A | N/A | N/A
|  | MW2 | 0 | 0 | 0 | 0 | 0 | 0 | 0 | 0 | 0 | 0 | 0 | 0
|  | MolT | 0 | 0 | 0 | 0 | 0 | 0 | 0 | 0 | 0 | 0 | 0 | 0
|  | x1 | 1 | 1 | 1 | 1 | 1 | 1 | 1 | 1 | 1 | 1 | 1 | 1
|  | x2 | 0 | 0 | 0 | 0 | 0 | 0 | 0 | 0 | 0 | 0 | 0 | 0
|  | ρ1 | N/A | N/A | N/A | N/A | N/A | N/A | N/A | N/A | N/A | N/A | N/A | N/A
|  | ρ2 | 0 | 0 | 0 | 0 | 0 | 0 | 0 | 0 | 0 | 0 | 0 | 0
|  | ρTotal | N/A | N/A | N/A | N/A | N/A | N/A | N/A | N/A | N/A | N/A | N/A | N/A
FX - 27 | Portland | Comp1 | Out of Service | Out of Service | Out of Service | Out of Service | Out of Service | Out of Service | Out of Service | Out of Service | Out of Service | Out of Service | Out of Service | Out of Service |  | 53 | 1 | 3 | 17 | 22 | 1 | 2 | 5 | 12
|  | Comp2 | 0 | 0 | 0 | 0 | 0 | 0 | 0 | 0 | 0 | 0 | 0 | 0 |  | 54 |  |  | 17 | 22 | 1 | 2 | 5 | 12
|  | Type1 | N/A | N/A | N/A | N/A | N/A | N/A | N/A | N/A | N/A | N/A | N/A | N/A |  | 53 |  |  | 18 | 23 | 1 | 2 | 5 | 13
|  | Type2 | 0 | 0 | 0 | 0 | 0 | 0 | 0 | 0 | 0 | 0 | 0 | 0 |  | 54 |  |  | 18 | 23 | 1 | 2 | 5 | 13
|  | Mass1 | 1 | 1 | 1 | 1 | 1 | 1 | 1 | 1 | 1 | 1 | 1 | 1 |  | 53 |  |  | 21 | 26 | 1 | 2 | 5 | 16
|  | Mass2 | 0 | 0 | 0 | 0 | 0 | 0 | 0 | 0 | 0 | 0 | 0 | 0 |  | 54 |  |  | 21 | 26 | 1 | 2 | 5 | 16
|  | MW1 | N/A | N/A | N/A | N/A | N/A | N/A | N/A | N/A | N/A | N/A | N/A | N/A
|  | MW2 | 0 | 0 | 0 | 0 | 0 | 0 | 0 | 0 | 0 | 0 | 0 | 0
|  | MolT | 0 | 0 | 0 | 0 | 0 | 0 | 0 | 0 | 0 | 0 | 0 | 0
|  | x1 | 1 | 1 | 1 | 1 | 1 | 1 | 1 | 1 | 1 | 1 | 1 | 1
|  | x2 | 0 | 0 | 0 | 0 | 0 | 0 | 0 | 0 | 0 | 0 | 0 | 0
|  | ρ1 | N/A | N/A | N/A | N/A | N/A | N/A | N/A | N/A | N/A | N/A | N/A | N/A
|  | ρ2 | 0 | 0 | 0 | 0 | 0 | 0 | 0 | 0 | 0 | 0 | 0 | 0
|  | ρTotal | N/A | N/A | N/A | N/A | N/A | N/A | N/A | N/A | N/A | N/A | N/A | N/A
FX - 28 | Portland | Comp1 | Out of Service | Out of Service | Out of Service | Out of Service | Out of Service | Out of Service | Out of Service | Out of Service | Out of Service | Out of Service | Out of Service | Out of Service |  | 55 | 1 | 3 | 17 | 22 | 1 | 2 | 5 | 12
|  | Comp2 | 0 | 0 | 0 | 0 | 0 | 0 | 0 | 0 | 0 | 0 | 0 | 0 |  | 56 |  |  | 17 | 22 | 1 | 2 | 5 | 12
|  | Type1 | N/A | N/A | N/A | N/A | N/A | N/A | N/A | N/A | N/A | N/A | N/A | N/A |  | 55 |  |  | 18 | 23 | 1 | 2 | 5 | 13
|  | Type2 | 0 | 0 | 0 | 0 | 0 | 0 | 0 | 0 | 0 | 0 | 0 | 0 |  | 56 |  |  | 18 | 23 | 1 | 2 | 5 | 13
|  | Mass1 | 1 | 1 | 1 | 1 | 1 | 1 | 1 | 1 | 1 | 1 | 1 | 1 |  | 55 |  |  | 21 | 26 | 1 | 2 | 5 | 16
|  | Mass2 | 0 | 0 | 0 | 0 | 0 | 0 | 0 | 0 | 0 | 0 | 0 | 0 |  | 56 |  |  | 21 | 26 | 1 | 2 | 5 | 16
|  | MW1 | N/A | N/A | N/A | N/A | N/A | N/A | N/A | N/A | N/A | N/A | N/A | N/A
|  | MW2 | 0 | 0 | 0 | 0 | 0 | 0 | 0 | 0 | 0 | 0 | 0 | 0
|  | MolT | 0 | 0 | 0 | 0 | 0 | 0 | 0 | 0 | 0 | 0 | 0 | 0
|  | x1 | 1 | 1 | 1 | 1 | 1 | 1 | 1 | 1 | 1 | 1 | 1 | 1
|  | x2 | 0 | 0 | 0 | 0 | 0 | 0 | 0 | 0 | 0 | 0 | 0 | 0
|  | ρ1 | N/A | N/A | N/A | N/A | N/A | N/A | N/A | N/A | N/A | N/A | N/A | N/A
|  | ρ2 | 0 | 0 | 0 | 0 | 0 | 0 | 0 | 0 | 0 | 0 | 0 | 0
|  | ρTotal | N/A | N/A | N/A | N/A | N/A | N/A | N/A | N/A | N/A | N/A | N/A | N/A
FX - 29 | Portland | Comp1 | Out of Service | Out of Service | Out of Service | Out of Service | Out of Service | Out of Service | Out of Service | Out of Service | Out of Service | Out of Service | Out of Service | Out of Service |  | 57 | 1 | 3 | 17 | 22 | 1 | 2 | 5 | 12
|  | Comp2 | 0 | 0 | 0 | 0 | 0 | 0 | 0 | 0 | 0 | 0 | 0 | 0 |  | 58 |  |  | 17 | 22 | 1 | 2 | 5 | 12
|  | Type1 | N/A | N/A | N/A | N/A | N/A | N/A | N/A | N/A | N/A | N/A | N/A | N/A |  | 57 |  |  | 18 | 23 | 1 | 2 | 5 | 13
|  | Type2 | 0 | 0 | 0 | 0 | 0 | 0 | 0 | 0 | 0 | 0 | 0 | 0 |  | 58 |  |  | 18 | 23 | 1 | 2 | 5 | 13
|  | Mass1 | 1 | 1 | 1 | 1 | 1 | 1 | 1 | 1 | 1 | 1 | 1 | 1 |  | 57 |  |  | 21 | 26 | 1 | 2 | 5 | 16
|  | Mass2 | 0 | 0 | 0 | 0 | 0 | 0 | 0 | 0 | 0 | 0 | 0 | 0 |  | 58 |  |  | 21 | 26 | 1 | 2 | 5 | 16
|  | MW1 | N/A | N/A | N/A | N/A | N/A | N/A | N/A | N/A | N/A | N/A | N/A | N/A
|  | MW2 | 0 | 0 | 0 | 0 | 0 | 0 | 0 | 0 | 0 | 0 | 0 | 0
|  | MolT | 0 | 0 | 0 | 0 | 0 | 0 | 0 | 0 | 0 | 0 | 0 | 0
|  | x1 | 1 | 1 | 1 | 1 | 1 | 1 | 1 | 1 | 1 | 1 | 1 | 1
|  | x2 | 0 | 0 | 0 | 0 | 0 | 0 | 0 | 0 | 0 | 0 | 0 | 0
|  | ρ1 | N/A | N/A | N/A | N/A | N/A | N/A | N/A | N/A | N/A | N/A | N/A | N/A
|  | ρ2 | 0 | 0 | 0 | 0 | 0 | 0 | 0 | 0 | 0 | 0 | 0 | 0
|  | ρTotal | N/A | N/A | N/A | N/A | N/A | N/A | N/A | N/A | N/A | N/A | N/A | N/A
FX - 30 | Portland | Comp1 | Out of Service | Out of Service | Out of Service | Out of Service | Out of Service | Out of Service | Out of Service | Out of Service | Out of Service | Out of Service | Out of Service | Out of Service |  | 59 | 1 | 3 | 17 | 22 | 1 | 2 | 5 | 12
|  | Comp2 | 0 | 0 | 0 | 0 | 0 | 0 | 0 | 0 | 0 | 0 | 0 | 0 |  | 60 |  |  | 17 | 22 | 1 | 2 | 5 | 12
|  | Type1 | N/A | N/A | N/A | N/A | N/A | N/A | N/A | N/A | N/A | N/A | N/A | N/A |  | 59 |  |  | 18 | 23 | 1 | 2 | 5 | 13
|  | Type2 | 0 | 0 | 0 | 0 | 0 | 0 | 0 | 0 | 0 | 0 | 0 | 0 |  | 60 |  |  | 18 | 23 | 1 | 2 | 5 | 13
|  | Mass1 | 1 | 1 | 1 | 1 | 1 | 1 | 1 | 1 | 1 | 1 | 1 | 1 |  | 59 |  |  | 21 | 26 | 1 | 2 | 5 | 16
|  | Mass2 | 0 | 0 | 0 | 0 | 0 | 0 | 0 | 0 | 0 | 0 | 0 | 0 |  | 60 |  |  | 21 | 26 | 1 | 2 | 5 | 16
|  | MW1 | N/A | N/A | N/A | N/A | N/A | N/A | N/A | N/A | N/A | N/A | N/A | N/A
|  | MW2 | 0 | 0 | 0 | 0 | 0 | 0 | 0 | 0 | 0 | 0 | 0 | 0
|  | MolT | 0 | 0 | 0 | 0 | 0 | 0 | 0 | 0 | 0 | 0 | 0 | 0
|  | x1 | 1 | 1 | 1 | 1 | 1 | 1 | 1 | 1 | 1 | 1 | 1 | 1
|  | x2 | 0 | 0 | 0 | 0 | 0 | 0 | 0 | 0 | 0 | 0 | 0 | 0
|  | ρ1 | N/A | N/A | N/A | N/A | N/A | N/A | N/A | N/A | N/A | N/A | N/A | N/A
|  | ρ2 | 0 | 0 | 0 | 0 | 0 | 0 | 0 | 0 | 0 | 0 | 0 | 0
|  | ρTotal | N/A | N/A | N/A | N/A | N/A | N/A | N/A | N/A | N/A | N/A | N/A | N/A
FX - 31 | Portland | Comp1 | Out of Service | Out of Service | Out of Service | Out of Service | Out of Service | Out of Service | Out of Service | Out of Service | Out of Service | Out of Service | Out of Service | Out of Service |  | 61 | 1 | 3 | 17 | 22 | 1 | 2 | 5 | 12
|  | Comp2 | 0 | 0 | 0 | 0 | 0 | 0 | 0 | 0 | 0 | 0 | 0 | 0 |  | 62 |  |  | 17 | 22 | 1 | 2 | 5 | 12
|  | Type1 | N/A | N/A | N/A | N/A | N/A | N/A | N/A | N/A | N/A | N/A | N/A | N/A |  | 61 |  |  | 18 | 23 | 1 | 2 | 5 | 13
|  | Type2 | 0 | 0 | 0 | 0 | 0 | 0 | 0 | 0 | 0 | 0 | 0 | 0 |  | 62 |  |  | 18 | 23 | 1 | 2 | 5 | 13
|  | Mass1 | 1 | 1 | 1 | 1 | 1 | 1 | 1 | 1 | 1 | 1 | 1 | 1 |  | 61 |  |  | 21 | 26 | 1 | 2 | 5 | 16
|  | Mass2 | 0 | 0 | 0 | 0 | 0 | 0 | 0 | 0 | 0 | 0 | 0 | 0 |  | 62 |  |  | 21 | 26 | 1 | 2 | 5 | 16
|  | MW1 | N/A | N/A | N/A | N/A | N/A | N/A | N/A | N/A | N/A | N/A | N/A | N/A
|  | MW2 | 0 | 0 | 0 | 0 | 0 | 0 | 0 | 0 | 0 | 0 | 0 | 0
|  | MolT | 0 | 0 | 0 | 0 | 0 | 0 | 0 | 0 | 0 | 0 | 0 | 0
|  | x1 | 1 | 1 | 1 | 1 | 1 | 1 | 1 | 1 | 1 | 1 | 1 | 1
|  | x2 | 0 | 0 | 0 | 0 | 0 | 0 | 0 | 0 | 0 | 0 | 0 | 0
|  | ρ1 | N/A | N/A | N/A | N/A | N/A | N/A | N/A | N/A | N/A | N/A | N/A | N/A
|  | ρ2 | 0 | 0 | 0 | 0 | 0 | 0 | 0 | 0 | 0 | 0 | 0 | 0
|  | ρTotal | N/A | N/A | N/A | N/A | N/A | N/A | N/A | N/A | N/A | N/A | N/A | N/A
FX - 32 | Portland | Comp1 | Out of Service | Out of Service | Out of Service | Out of Service | Out of Service | Out of Service | Out of Service | Out of Service | Out of Service | Out of Service | Out of Service | Out of Service |  | 63 | 1 | 3 | 17 | 22 | 1 | 2 | 5 | 12
|  | Comp2 | 0 | 0 | 0 | 0 | 0 | 0 | 0 | 0 | 0 | 0 | 0 | 0 |  | 64 |  |  | 17 | 22 | 1 | 2 | 5 | 12
|  | Type1 | N/A | N/A | N/A | N/A | N/A | N/A | N/A | N/A | N/A | N/A | N/A | N/A |  | 63 |  |  | 18 | 23 | 1 | 2 | 5 | 13
|  | Type2 | 0 | 0 | 0 | 0 | 0 | 0 | 0 | 0 | 0 | 0 | 0 | 0 |  | 64 |  |  | 18 | 23 | 1 | 2 | 5 | 13
|  | Mass1 | 1 | 1 | 1 | 1 | 1 | 1 | 1 | 1 | 1 | 1 | 1 | 1 |  | 63 |  |  | 21 | 26 | 1 | 2 | 5 | 16
|  | Mass2 | 0 | 0 | 0 | 0 | 0 | 0 | 0 | 0 | 0 | 0 | 0 | 0 |  | 64 |  |  | 21 | 26 | 1 | 2 | 5 | 16
|  | MW1 | N/A | N/A | N/A | N/A | N/A | N/A | N/A | N/A | N/A | N/A | N/A | N/A
|  | MW2 | 0 | 0 | 0 | 0 | 0 | 0 | 0 | 0 | 0 | 0 | 0 | 0
|  | MolT | 0 | 0 | 0 | 0 | 0 | 0 | 0 | 0 | 0 | 0 | 0 | 0
|  | x1 | 1 | 1 | 1 | 1 | 1 | 1 | 1 | 1 | 1 | 1 | 1 | 1
|  | x2 | 0 | 0 | 0 | 0 | 0 | 0 | 0 | 0 | 0 | 0 | 0 | 0
|  | ρ1 | N/A | N/A | N/A | N/A | N/A | N/A | N/A | N/A | N/A | N/A | N/A | N/A
|  | ρ2 | 0 | 0 | 0 | 0 | 0 | 0 | 0 | 0 | 0 | 0 | 0 | 0
|  | ρTotal | N/A | N/A | N/A | N/A | N/A | N/A | N/A | N/A | N/A | N/A | N/A | N/A
FX - 33 | Portland | Comp1 | Out of Service | Out of Service | Out of Service | Out of Service | Out of Service | Out of Service | Out of Service | Out of Service | Out of Service | Out of Service | Out of Service | Out of Service |  | 65 | 1 | 3 | 17 | 22 | 1 | 2 | 5 | 12
|  | Comp2 | 0 | 0 | 0 | 0 | 0 | 0 | 0 | 0 | 0 | 0 | 0 | 0 |  | 66 |  |  | 17 | 22 | 1 | 2 | 5 | 12
|  | Type1 | N/A | N/A | N/A | N/A | N/A | N/A | N/A | N/A | N/A | N/A | N/A | N/A |  | 65 |  |  | 18 | 23 | 1 | 2 | 5 | 13
|  | Type2 | 0 | 0 | 0 | 0 | 0 | 0 | 0 | 0 | 0 | 0 | 0 | 0 |  | 66 |  |  | 18 | 23 | 1 | 2 | 5 | 13
|  | Mass1 | 1 | 1 | 1 | 1 | 1 | 1 | 1 | 1 | 1 | 1 | 1 | 1 |  | 65 |  |  | 21 | 26 | 1 | 2 | 5 | 16
|  | Mass2 | 0 | 0 | 0 | 0 | 0 | 0 | 0 | 0 | 0 | 0 | 0 | 0 |  | 66 |  |  | 21 | 26 | 1 | 2 | 5 | 16
|  | MW1 | N/A | N/A | N/A | N/A | N/A | N/A | N/A | N/A | N/A | N/A | N/A | N/A
|  | MW2 | 0 | 0 | 0 | 0 | 0 | 0 | 0 | 0 | 0 | 0 | 0 | 0
|  | MolT | 0 | 0 | 0 | 0 | 0 | 0 | 0 | 0 | 0 | 0 | 0 | 0
|  | x1 | 1 | 1 | 1 | 1 | 1 | 1 | 1 | 1 | 1 | 1 | 1 | 1
|  | x2 | 0 | 0 | 0 | 0 | 0 | 0 | 0 | 0 | 0 | 0 | 0 | 0
|  | ρ1 | N/A | N/A | N/A | N/A | N/A | N/A | N/A | N/A | N/A | N/A | N/A | N/A
|  | ρ2 | 0 | 0 | 0 | 0 | 0 | 0 | 0 | 0 | 0 | 0 | 0 | 0
|  | ρTotal | N/A | N/A | N/A | N/A | N/A | N/A | N/A | N/A | N/A | N/A | N/A | N/A
FX - 34 | Portland | Comp1 | Out of Service | Out of Service | Out of Service | Out of Service | Out of Service | Out of Service | Out of Service | Out of Service | Out of Service | Out of Service | Out of Service | Out of Service |  | 67 | 1 | 3 | 17 | 22 | 1 | 2 | 5 | 12
|  | Comp2 | 0 | 0 | 0 | 0 | 0 | 0 | 0 | 0 | 0 | 0 | 0 | 0 |  | 68 |  |  | 17 | 22 | 1 | 2 | 5 | 12
|  | Type1 | N/A | N/A | N/A | N/A | N/A | N/A | N/A | N/A | N/A | N/A | N/A | N/A |  | 67 |  |  | 18 | 23 | 1 | 2 | 5 | 13
|  | Type2 | 0 | 0 | 0 | 0 | 0 | 0 | 0 | 0 | 0 | 0 | 0 | 0 |  | 68 |  |  | 18 | 23 | 1 | 2 | 5 | 13
|  | Mass1 | 1 | 1 | 1 | 1 | 1 | 1 | 1 | 1 | 1 | 1 | 1 | 1 |  | 67 |  |  | 21 | 26 | 1 | 2 | 5 | 16
|  | Mass2 | 0 | 0 | 0 | 0 | 0 | 0 | 0 | 0 | 0 | 0 | 0 | 0 |  | 68 |  |  | 21 | 26 | 1 | 2 | 5 | 16
|  | MW1 | N/A | N/A | N/A | N/A | N/A | N/A | N/A | N/A | N/A | N/A | N/A | N/A
|  | MW2 | 0 | 0 | 0 | 0 | 0 | 0 | 0 | 0 | 0 | 0 | 0 | 0
|  | MolT | 0 | 0 | 0 | 0 | 0 | 0 | 0 | 0 | 0 | 0 | 0 | 0
|  | x1 | 1 | 1 | 1 | 1 | 1 | 1 | 1 | 1 | 1 | 1 | 1 | 1
|  | x2 | 0 | 0 | 0 | 0 | 0 | 0 | 0 | 0 | 0 | 0 | 0 | 0
|  | ρ1 | N/A | N/A | N/A | N/A | N/A | N/A | N/A | N/A | N/A | N/A | N/A | N/A
|  | ρ2 | 0 | 0 | 0 | 0 | 0 | 0 | 0 | 0 | 0 | 0 | 0 | 0
|  | ρTotal | N/A | N/A | N/A | N/A | N/A | N/A | N/A | N/A | N/A | N/A | N/A | N/A
FX - 35 | Portland | Comp1 | Out of Service | Out of Service | Out of Service | Out of Service | Out of Service | Out of Service | Out of Service | Out of Service | Out of Service | Out of Service | Out of Service | Out of Service |  | 69 | 1 | 3 | 17 | 22 | 1 | 2 | 5 | 12
|  | Comp2 | 0 | 0 | 0 | 0 | 0 | 0 | 0 | 0 | 0 | 0 | 0 | 0 |  | 70 |  |  | 17 | 22 | 1 | 2 | 5 | 12
|  | Type1 | N/A | N/A | N/A | N/A | N/A | N/A | N/A | N/A | N/A | N/A | N/A | N/A |  | 69 |  |  | 18 | 23 | 1 | 2 | 5 | 13
|  | Type2 | 0 | 0 | 0 | 0 | 0 | 0 | 0 | 0 | 0 | 0 | 0 | 0 |  | 70 |  |  | 18 | 23 | 1 | 2 | 5 | 13
|  | Mass1 | 1 | 1 | 1 | 1 | 1 | 1 | 1 | 1 | 1 | 1 | 1 | 1 |  | 69 |  |  | 21 | 26 | 1 | 2 | 5 | 16
|  | Mass2 | 0 | 0 | 0 | 0 | 0 | 0 | 0 | 0 | 0 | 0 | 0 | 0 |  | 70 |  |  | 21 | 26 | 1 | 2 | 5 | 16
|  | MW1 | N/A | N/A | N/A | N/A | N/A | N/A | N/A | N/A | N/A | N/A | N/A | N/A
|  | MW2 | 0 | 0 | 0 | 0 | 0 | 0 | 0 | 0 | 0 | 0 | 0 | 0
|  | MolT | 0 | 0 | 0 | 0 | 0 | 0 | 0 | 0 | 0 | 0 | 0 | 0
|  | x1 | 1 | 1 | 1 | 1 | 1 | 1 | 1 | 1 | 1 | 1 | 1 | 1
|  | x2 | 0 | 0 | 0 | 0 | 0 | 0 | 0 | 0 | 0 | 0 | 0 | 0
|  | ρ1 | N/A | N/A | N/A | N/A | N/A | N/A | N/A | N/A | N/A | N/A | N/A | N/A
|  | ρ2 | 0 | 0 | 0 | 0 | 0 | 0 | 0 | 0 | 0 | 0 | 0 | 0
|  | ρTotal | N/A | N/A | N/A | N/A | N/A | N/A | N/A | N/A | N/A | N/A | N/A | N/A
FX - 36 | Portland | Comp1 | Out of Service | Out of Service | Out of Service | Out of Service | Out of Service | Out of Service | Out of Service | Out of Service | Out of Service | Out of Service | Out of Service | Out of Service |  | 71 | 1 | 3 | 17 | 22 | 1 | 2 | 5 | 12
|  | Comp2 | 0 | 0 | 0 | 0 | 0 | 0 | 0 | 0 | 0 | 0 | 0 | 0 |  | 72 |  |  | 17 | 22 | 1 | 2 | 5 | 12
|  | Type1 | N/A | N/A | N/A | N/A | N/A | N/A | N/A | N/A | N/A | N/A | N/A | N/A |  | 71 |  |  | 18 | 23 | 1 | 2 | 5 | 13
|  | Type2 | 0 | 0 | 0 | 0 | 0 | 0 | 0 | 0 | 0 | 0 | 0 | 0 |  | 72 |  |  | 18 | 23 | 1 | 2 | 5 | 13
|  | Mass1 | 1 | 1 | 1 | 1 | 1 | 1 | 1 | 1 | 1 | 1 | 1 | 1 |  | 71 |  |  | 21 | 26 | 1 | 2 | 5 | 16
|  | Mass2 | 0 | 0 | 0 | 0 | 0 | 0 | 0 | 0 | 0 | 0 | 0 | 0 |  | 72 |  |  | 21 | 26 | 1 | 2 | 5 | 16
|  | MW1 | N/A | N/A | N/A | N/A | N/A | N/A | N/A | N/A | N/A | N/A | N/A | N/A
|  | MW2 | 0 | 0 | 0 | 0 | 0 | 0 | 0 | 0 | 0 | 0 | 0 | 0
|  | MolT | 0 | 0 | 0 | 0 | 0 | 0 | 0 | 0 | 0 | 0 | 0 | 0
|  | x1 | 1 | 1 | 1 | 1 | 1 | 1 | 1 | 1 | 1 | 1 | 1 | 1
|  | x2 | 0 | 0 | 0 | 0 | 0 | 0 | 0 | 0 | 0 | 0 | 0 | 0
|  | ρ1 | N/A | N/A | N/A | N/A | N/A | N/A | N/A | N/A | N/A | N/A | N/A | N/A
|  | ρ2 | 0 | 0 | 0 | 0 | 0 | 0 | 0 | 0 | 0 | 0 | 0 | 0
|  | ρTotal | N/A | N/A | N/A | N/A | N/A | N/A | N/A | N/A | N/A | N/A | N/A | N/A
FX - 37 | Portland | Comp1 | Out of Service | Out of Service | Out of Service | Out of Service | Out of Service | Out of Service | Out of Service | Out of Service | Out of Service | Out of Service | Out of Service | Out of Service |  | 73 | 1 | 3 | 17 | 22 | 1 | 2 | 5 | 12
|  | Comp2 | 0 | 0 | 0 | 0 | 0 | 0 | 0 | 0 | 0 | 0 | 0 | 0 |  | 74 |  |  | 17 | 22 | 1 | 2 | 5 | 12
|  | Type1 | N/A | N/A | N/A | N/A | N/A | N/A | N/A | N/A | N/A | N/A | N/A | N/A |  | 73 |  |  | 18 | 23 | 1 | 2 | 5 | 13
|  | Type2 | 0 | 0 | 0 | 0 | 0 | 0 | 0 | 0 | 0 | 0 | 0 | 0 |  | 74 |  |  | 18 | 23 | 1 | 2 | 5 | 13
|  | Mass1 | 1 | 1 | 1 | 1 | 1 | 1 | 1 | 1 | 1 | 1 | 1 | 1 |  | 73 |  |  | 21 | 26 | 1 | 2 | 5 | 16
|  | Mass2 | 0 | 0 | 0 | 0 | 0 | 0 | 0 | 0 | 0 | 0 | 0 | 0 |  | 74 |  |  | 21 | 26 | 1 | 2 | 5 | 16
|  | MW1 | N/A | N/A | N/A | N/A | N/A | N/A | N/A | N/A | N/A | N/A | N/A | N/A
|  | MW2 | 0 | 0 | 0 | 0 | 0 | 0 | 0 | 0 | 0 | 0 | 0 | 0
|  | MolT | 0 | 0 | 0 | 0 | 0 | 0 | 0 | 0 | 0 | 0 | 0 | 0
|  | x1 | 1 | 1 | 1 | 1 | 1 | 1 | 1 | 1 | 1 | 1 | 1 | 1
|  | x2 | 0 | 0 | 0 | 0 | 0 | 0 | 0 | 0 | 0 | 0 | 0 | 0
|  | ρ1 | N/A | N/A | N/A | N/A | N/A | N/A | N/A | N/A | N/A | N/A | N/A | N/A
|  | ρ2 | 0 | 0 | 0 | 0 | 0 | 0 | 0 | 0 | 0 | 0 | 0 | 0
|  | ρTotal | N/A | N/A | N/A | N/A | N/A | N/A | N/A | N/A | N/A | N/A | N/A | N/A
FX - 38 | Portland | Comp1 | Jet kerosene | Jet kerosene | Jet kerosene | Jet kerosene | Jet kerosene | Jet kerosene | Jet kerosene | Jet kerosene | Jet kerosene | Jet kerosene | Jet kerosene | Jet kerosene |  | 75 | 1 | 3 | 17 | 22 | 1 | 2 | 5 | 12
|  | Comp2 | 0 | 0 | 0 | 0 | 0 | 0 | 0 | 0 | 0 | 0 | 0 | 0 |  | 76 |  |  | 17 | 22 | 1 | 2 | 5 | 12
|  | Type1 | Select Pet Stock | Select Pet Stock | Select Pet Stock | Select Pet Stock | Select Pet Stock | Select Pet Stock | Select Pet Stock | Select Pet Stock | Select Pet Stock | Select Pet Stock | Select Pet Stock | Select Pet Stock |  | 75 |  |  | 18 | 23 | 1 | 2 | 5 | 13
|  | Type2 | 0 | 0 | 0 | 0 | 0 | 0 | 0 | 0 | 0 | 0 | 0 | 0 |  | 76 |  |  | 18 | 23 | 1 | 2 | 5 | 13
|  | Mass1 | 1 | 1 | 1 | 1 | 1 | 1 | 1 | 1 | 1 | 1 | 1 | 1 |  | 75 |  |  | 21 | 26 | 1 | 2 | 5 | 16
|  | Mass2 | 0 | 0 | 0 | 0 | 0 | 0 | 0 | 0 | 0 | 0 | 0 | 0 |  | 76 |  |  | 21 | 26 | 1 | 2 | 5 | 16
|  | MW1 | 162 | 162 | 162 | 162 | 162 | 162 | 162 | 162 | 162 | 162 | 162 | 162
|  | MW2 | 0 | 0 | 0 | 0 | 0 | 0 | 0 | 0 | 0 | 0 | 0 | 0
|  | MolT | 162 | 162 | 162 | 162 | 162 | 162 | 162 | 162 | 162 | 162 | 162 | 162
|  | x1 | 1 | 1 | 1 | 1 | 1 | 1 | 1 | 1 | 1 | 1 | 1 | 1
|  | x2 | 0 | 0 | 0 | 0 | 0 | 0 | 0 | 0 | 0 | 0 | 0 | 0
|  | ρ1 | 7 | 7 | 7 | 7 | 7 | 7 | 7 | 7 | 7 | 7 | 7 | 7
|  | ρ2 | 0 | 0 | 0 | 0 | 0 | 0 | 0 | 0 | 0 | 0 | 0 | 0
|  | ρTotal | 7 | 7 | 7 | 7 | 7 | 7 | 7 | 7 | 7 | 7 | 7 | 7
FX - 39 | Portland | Comp1 | Jet kerosene | Jet kerosene | Jet kerosene | Jet kerosene | Jet kerosene | Jet kerosene | Jet kerosene | Jet kerosene | Jet kerosene | Jet kerosene | Jet kerosene | Jet kerosene |  | 77 | 1 | 3 | 17 | 22 | 1 | 2 | 5 | 12
|  | Comp2 | 0 | 0 | 0 | 0 | 0 | 0 | 0 | 0 | 0 | 0 | 0 | 0 |  | 78 |  |  | 17 | 22 | 1 | 2 | 5 | 12
|  | Type1 | Select Pet Stock | Select Pet Stock | Select Pet Stock | Select Pet Stock | Select Pet Stock | Select Pet Stock | Select Pet Stock | Select Pet Stock | Select Pet Stock | Select Pet Stock | Select Pet Stock | Select Pet Stock |  | 77 |  |  | 18 | 23 | 1 | 2 | 5 | 13
|  | Type2 | 0 | 0 | 0 | 0 | 0 | 0 | 0 | 0 | 0 | 0 | 0 | 0 |  | 78 |  |  | 18 | 23 | 1 | 2 | 5 | 13
|  | Mass1 | 1 | 1 | 1 | 1 | 1 | 1 | 1 | 1 | 1 | 1 | 1 | 1 |  | 77 |  |  | 21 | 26 | 1 | 2 | 5 | 16
|  | Mass2 | 0 | 0 | 0 | 0 | 0 | 0 | 0 | 0 | 0 | 0 | 0 | 0 |  | 78 |  |  | 21 | 26 | 1 | 2 | 5 | 16
|  | MW1 | 162 | 162 | 162 | 162 | 162 | 162 | 162 | 162 | 162 | 162 | 162 | 162
|  | MW2 | 0 | 0 | 0 | 0 | 0 | 0 | 0 | 0 | 0 | 0 | 0 | 0
|  | MolT | 162 | 162 | 162 | 162 | 162 | 162 | 162 | 162 | 162 | 162 | 162 | 162
|  | x1 | 1 | 1 | 1 | 1 | 1 | 1 | 1 | 1 | 1 | 1 | 1 | 1
|  | x2 | 0 | 0 | 0 | 0 | 0 | 0 | 0 | 0 | 0 | 0 | 0 | 0
|  | ρ1 | 7 | 7 | 7 | 7 | 7 | 7 | 7 | 7 | 7 | 7 | 7 | 7
|  | ρ2 | 0 | 0 | 0 | 0 | 0 | 0 | 0 | 0 | 0 | 0 | 0 | 0
|  | ρTotal | 7 | 7 | 7 | 7 | 7 | 7 | 7 | 7 | 7 | 7 | 7 | 7
FX - 40 | Portland | Comp1 | Jet kerosene | Jet kerosene | Jet kerosene | Jet kerosene | Jet kerosene | Jet kerosene | Jet kerosene | Jet kerosene | Jet kerosene | Jet kerosene | Jet kerosene | Jet kerosene |  | 79 | 1 | 3 | 17 | 22 | 1 | 2 | 5 | 12
|  | Comp2 | 0 | 0 | 0 | 0 | 0 | 0 | 0 | 0 | 0 | 0 | 0 | 0 |  | 80 |  |  | 17 | 22 | 1 | 2 | 5 | 12
|  | Type1 | Select Pet Stock | Select Pet Stock | Select Pet Stock | Select Pet Stock | Select Pet Stock | Select Pet Stock | Select Pet Stock | Select Pet Stock | Select Pet Stock | Select Pet Stock | Select Pet Stock | Select Pet Stock |  | 79 |  |  | 18 | 23 | 1 | 2 | 5 | 13
|  | Type2 | 0 | 0 | 0 | 0 | 0 | 0 | 0 | 0 | 0 | 0 | 0 | 0 |  | 80 |  |  | 18 | 23 | 1 | 2 | 5 | 13
|  | Mass1 | 1 | 1 | 1 | 1 | 1 | 1 | 1 | 1 | 1 | 1 | 1 | 1 |  | 79 |  |  | 21 | 26 | 1 | 2 | 5 | 16
|  | Mass2 | 0 | 0 | 0 | 0 | 0 | 0 | 0 | 0 | 0 | 0 | 0 | 0 |  | 80 |  |  | 21 | 26 | 1 | 2 | 5 | 16
|  | MW1 | 162 | 162 | 162 | 162 | 162 | 162 | 162 | 162 | 162 | 162 | 162 | 162
|  | MW2 | 0 | 0 | 0 | 0 | 0 | 0 | 0 | 0 | 0 | 0 | 0 | 0
|  | MolT | 162 | 162 | 162 | 162 | 162 | 162 | 162 | 162 | 162 | 162 | 162 | 162
|  | x1 | 1 | 1 | 1 | 1 | 1 | 1 | 1 | 1 | 1 | 1 | 1 | 1
|  | x2 | 0 | 0 | 0 | 0 | 0 | 0 | 0 | 0 | 0 | 0 | 0 | 0
|  | ρ1 | 7 | 7 | 7 | 7 | 7 | 7 | 7 | 7 | 7 | 7 | 7 | 7
|  | ρ2 | 0 | 0 | 0 | 0 | 0 | 0 | 0 | 0 | 0 | 0 | 0 | 0
|  | ρTotal | 7 | 7 | 7 | 7 | 7 | 7 | 7 | 7 | 7 | 7 | 7 | 7
FX - 41 | Portland | Comp1 | Jet kerosene | Jet kerosene | Jet kerosene | Jet kerosene | Jet kerosene | Jet kerosene | Jet kerosene | Jet kerosene | Jet kerosene | Jet kerosene | Jet kerosene | Jet kerosene |  | 81 | 1 | 3 | 17 | 22 | 1 | 2 | 5 | 12
|  | Comp2 | 0 | 0 | 0 | 0 | 0 | 0 | 0 | 0 | 0 | 0 | 0 | 0 |  | 82 |  |  | 17 | 22 | 1 | 2 | 5 | 12
|  | Type1 | Select Pet Stock | Select Pet Stock | Select Pet Stock | Select Pet Stock | Select Pet Stock | Select Pet Stock | Select Pet Stock | Select Pet Stock | Select Pet Stock | Select Pet Stock | Select Pet Stock | Select Pet Stock |  | 81 |  |  | 18 | 23 | 1 | 2 | 5 | 13
|  | Type2 | 0 | 0 | 0 | 0 | 0 | 0 | 0 | 0 | 0 | 0 | 0 | 0 |  | 82 |  |  | 18 | 23 | 1 | 2 | 5 | 13
|  | Mass1 | 1 | 1 | 1 | 1 | 1 | 1 | 1 | 1 | 1 | 1 | 1 | 1 |  | 81 |  |  | 21 | 26 | 1 | 2 | 5 | 16
|  | Mass2 | 0 | 0 | 0 | 0 | 0 | 0 | 0 | 0 | 0 | 0 | 0 | 0 |  | 82 |  |  | 21 | 26 | 1 | 2 | 5 | 16
|  | MW1 | 162 | 162 | 162 | 162 | 162 | 162 | 162 | 162 | 162 | 162 | 162 | 162
|  | MW2 | 0 | 0 | 0 | 0 | 0 | 0 | 0 | 0 | 0 | 0 | 0 | 0
|  | MolT | 162 | 162 | 162 | 162 | 162 | 162 | 162 | 162 | 162 | 162 | 162 | 162
|  | x1 | 1 | 1 | 1 | 1 | 1 | 1 | 1 | 1 | 1 | 1 | 1 | 1
|  | x2 | 0 | 0 | 0 | 0 | 0 | 0 | 0 | 0 | 0 | 0 | 0 | 0
|  | ρ1 | 7 | 7 | 7 | 7 | 7 | 7 | 7 | 7 | 7 | 7 | 7 | 7
|  | ρ2 | 0 | 0 | 0 | 0 | 0 | 0 | 0 | 0 | 0 | 0 | 0 | 0
|  | ρTotal | 7 | 7 | 7 | 7 | 7 | 7 | 7 | 7 | 7 | 7 | 7 | 7
FX - 42 | Portland | Comp1 | Jet kerosene | Jet kerosene | Jet kerosene | Jet kerosene | Jet kerosene | Jet kerosene | Jet kerosene | Jet kerosene | Jet kerosene | Jet kerosene | Jet kerosene | Jet kerosene |  | 83 | 1 | 3 | 17 | 22 | 1 | 2 | 5 | 12
|  | Comp2 | 0 | 0 | 0 | 0 | 0 | 0 | 0 | 0 | 0 | 0 | 0 | 0 |  | 84 |  |  | 17 | 22 | 1 | 2 | 5 | 12
|  | Type1 | Select Pet Stock | Select Pet Stock | Select Pet Stock | Select Pet Stock | Select Pet Stock | Select Pet Stock | Select Pet Stock | Select Pet Stock | Select Pet Stock | Select Pet Stock | Select Pet Stock | Select Pet Stock |  | 83 |  |  | 18 | 23 | 1 | 2 | 5 | 13
|  | Type2 | 0 | 0 | 0 | 0 | 0 | 0 | 0 | 0 | 0 | 0 | 0 | 0 |  | 84 |  |  | 18 | 23 | 1 | 2 | 5 | 13
|  | Mass1 | 1 | 1 | 1 | 1 | 1 | 1 | 1 | 1 | 1 | 1 | 1 | 1 |  | 83 |  |  | 21 | 26 | 1 | 2 | 5 | 16
|  | Mass2 | 0 | 0 | 0 | 0 | 0 | 0 | 0 | 0 | 0 | 0 | 0 | 0 |  | 84 |  |  | 21 | 26 | 1 | 2 | 5 | 16
|  | MW1 | 162 | 162 | 162 | 162 | 162 | 162 | 162 | 162 | 162 | 162 | 162 | 162
|  | MW2 | 0 | 0 | 0 | 0 | 0 | 0 | 0 | 0 | 0 | 0 | 0 | 0
|  | MolT | 162 | 162 | 162 | 162 | 162 | 162 | 162 | 162 | 162 | 162 | 162 | 162
|  | x1 | 1 | 1 | 1 | 1 | 1 | 1 | 1 | 1 | 1 | 1 | 1 | 1
|  | x2 | 0 | 0 | 0 | 0 | 0 | 0 | 0 | 0 | 0 | 0 | 0 | 0
|  | ρ1 | 7 | 7 | 7 | 7 | 7 | 7 | 7 | 7 | 7 | 7 | 7 | 7
|  | ρ2 | 0 | 0 | 0 | 0 | 0 | 0 | 0 | 0 | 0 | 0 | 0 | 0
|  | ρTotal | 7 | 7 | 7 | 7 | 7 | 7 | 7 | 7 | 7 | 7 | 7 | 7
FX - 43 | Portland | Comp1 | Jet kerosene | Jet kerosene | Jet kerosene | Jet kerosene | Jet kerosene | Jet kerosene | Jet kerosene | Jet kerosene | Jet kerosene | Jet kerosene | Jet kerosene | Jet kerosene |  | 85 | 1 | 3 | 17 | 22 | 1 | 2 | 5 | 12
|  | Comp2 | 0 | 0 | 0 | 0 | 0 | 0 | 0 | 0 | 0 | 0 | 0 | 0 |  | 86 |  |  | 17 | 22 | 1 | 2 | 5 | 12
|  | Type1 | Select Pet Stock | Select Pet Stock | Select Pet Stock | Select Pet Stock | Select Pet Stock | Select Pet Stock | Select Pet Stock | Select Pet Stock | Select Pet Stock | Select Pet Stock | Select Pet Stock | Select Pet Stock |  | 85 |  |  | 18 | 23 | 1 | 2 | 5 | 13
|  | Type2 | 0 | 0 | 0 | 0 | 0 | 0 | 0 | 0 | 0 | 0 | 0 | 0 |  | 86 |  |  | 18 | 23 | 1 | 2 | 5 | 13
|  | Mass1 | 1 | 1 | 1 | 1 | 1 | 1 | 1 | 1 | 1 | 1 | 1 | 1 |  | 85 |  |  | 21 | 26 | 1 | 2 | 5 | 16
|  | Mass2 | 0 | 0 | 0 | 0 | 0 | 0 | 0 | 0 | 0 | 0 | 0 | 0 |  | 86 |  |  | 21 | 26 | 1 | 2 | 5 | 16
|  | MW1 | 162 | 162 | 162 | 162 | 162 | 162 | 162 | 162 | 162 | 162 | 162 | 162
|  | MW2 | 0 | 0 | 0 | 0 | 0 | 0 | 0 | 0 | 0 | 0 | 0 | 0
|  | MolT | 162 | 162 | 162 | 162 | 162 | 162 | 162 | 162 | 162 | 162 | 162 | 162
|  | x1 | 1 | 1 | 1 | 1 | 1 | 1 | 1 | 1 | 1 | 1 | 1 | 1
|  | x2 | 0 | 0 | 0 | 0 | 0 | 0 | 0 | 0 | 0 | 0 | 0 | 0
|  | ρ1 | 7 | 7 | 7 | 7 | 7 | 7 | 7 | 7 | 7 | 7 | 7 | 7
|  | ρ2 | 0 | 0 | 0 | 0 | 0 | 0 | 0 | 0 | 0 | 0 | 0 | 0
|  | ρTotal | 7 | 7 | 7 | 7 | 7 | 7 | 7 | 7 | 7 | 7 | 7 | 7
FX - 44 | Portland | Comp1 | Jet kerosene | Jet kerosene | Jet kerosene | Jet kerosene | Jet kerosene | Jet kerosene | Jet kerosene | Jet kerosene | Jet kerosene | Jet kerosene | Jet kerosene | Jet kerosene |  | 87 | 1 | 3 | 17 | 22 | 1 | 2 | 5 | 12
|  | Comp2 | 0 | 0 | 0 | 0 | 0 | 0 | 0 | 0 | 0 | 0 | 0 | 0 |  | 88 |  |  | 17 | 22 | 1 | 2 | 5 | 12
|  | Type1 | Select Pet Stock | Select Pet Stock | Select Pet Stock | Select Pet Stock | Select Pet Stock | Select Pet Stock | Select Pet Stock | Select Pet Stock | Select Pet Stock | Select Pet Stock | Select Pet Stock | Select Pet Stock |  | 87 |  |  | 18 | 23 | 1 | 2 | 5 | 13
|  | Type2 | 0 | 0 | 0 | 0 | 0 | 0 | 0 | 0 | 0 | 0 | 0 | 0 |  | 88 |  |  | 18 | 23 | 1 | 2 | 5 | 13
|  | Mass1 | 1 | 1 | 1 | 1 | 1 | 1 | 1 | 1 | 1 | 1 | 1 | 1 |  | 87 |  |  | 21 | 26 | 1 | 2 | 5 | 16
|  | Mass2 | 0 | 0 | 0 | 0 | 0 | 0 | 0 | 0 | 0 | 0 | 0 | 0 |  | 88 |  |  | 21 | 26 | 1 | 2 | 5 | 16
|  | MW1 | 162 | 162 | 162 | 162 | 162 | 162 | 162 | 162 | 162 | 162 | 162 | 162
|  | MW2 | 0 | 0 | 0 | 0 | 0 | 0 | 0 | 0 | 0 | 0 | 0 | 0
|  | MolT | 162 | 162 | 162 | 162 | 162 | 162 | 162 | 162 | 162 | 162 | 162 | 162
|  | x1 | 1 | 1 | 1 | 1 | 1 | 1 | 1 | 1 | 1 | 1 | 1 | 1
|  | x2 | 0 | 0 | 0 | 0 | 0 | 0 | 0 | 0 | 0 | 0 | 0 | 0
|  | ρ1 | 7 | 7 | 7 | 7 | 7 | 7 | 7 | 7 | 7 | 7 | 7 | 7
|  | ρ2 | 0 | 0 | 0 | 0 | 0 | 0 | 0 | 0 | 0 | 0 | 0 | 0
|  | ρTotal | 7 | 7 | 7 | 7 | 7 | 7 | 7 | 7 | 7 | 7 | 7 | 7
FX - 45 | Portland | Comp1 | Jet kerosene | Jet kerosene | Jet kerosene | Jet kerosene | Jet kerosene | Jet kerosene | Jet kerosene | Jet kerosene | Jet kerosene | Jet kerosene | Jet kerosene | Jet kerosene |  | 89 | 1 | 3 | 17 | 22 | 1 | 2 | 5 | 12
|  | Comp2 | 0 | 0 | 0 | 0 | 0 | 0 | 0 | 0 | 0 | 0 | 0 | 0 |  | 90 |  |  | 17 | 22 | 1 | 2 | 5 | 12
|  | Type1 | Select Pet Stock | Select Pet Stock | Select Pet Stock | Select Pet Stock | Select Pet Stock | Select Pet Stock | Select Pet Stock | Select Pet Stock | Select Pet Stock | Select Pet Stock | Select Pet Stock | Select Pet Stock |  | 89 |  |  | 18 | 23 | 1 | 2 | 5 | 13
|  | Type2 | 0 | 0 | 0 | 0 | 0 | 0 | 0 | 0 | 0 | 0 | 0 | 0 |  | 90 |  |  | 18 | 23 | 1 | 2 | 5 | 13
|  | Mass1 | 1 | 1 | 1 | 1 | 1 | 1 | 1 | 1 | 1 | 1 | 1 | 1 |  | 89 |  |  | 21 | 26 | 1 | 2 | 5 | 16
|  | Mass2 | 0 | 0 | 0 | 0 | 0 | 0 | 0 | 0 | 0 | 0 | 0 | 0 |  | 90 |  |  | 21 | 26 | 1 | 2 | 5 | 16
|  | MW1 | 162 | 162 | 162 | 162 | 162 | 162 | 162 | 162 | 162 | 162 | 162 | 162
|  | MW2 | 0 | 0 | 0 | 0 | 0 | 0 | 0 | 0 | 0 | 0 | 0 | 0
|  | MolT | 162 | 162 | 162 | 162 | 162 | 162 | 162 | 162 | 162 | 162 | 162 | 162
|  | x1 | 1 | 1 | 1 | 1 | 1 | 1 | 1 | 1 | 1 | 1 | 1 | 1
|  | x2 | 0 | 0 | 0 | 0 | 0 | 0 | 0 | 0 | 0 | 0 | 0 | 0
|  | ρ1 | 7 | 7 | 7 | 7 | 7 | 7 | 7 | 7 | 7 | 7 | 7 | 7
|  | ρ2 | 0 | 0 | 0 | 0 | 0 | 0 | 0 | 0 | 0 | 0 | 0 | 0
|  | ρTotal | 7 | 7 | 7 | 7 | 7 | 7 | 7 | 7 | 7 | 7 | 7 | 7
FX - 46 | Portland | Comp1 | Jet kerosene | Jet kerosene | Jet kerosene | Jet kerosene | Jet kerosene | Jet kerosene | Jet kerosene | Jet kerosene | Jet kerosene | Jet kerosene | Jet kerosene | Jet kerosene |  | 91 | 1 | 3 | 17 | 22 | 1 | 2 | 5 | 12
|  | Comp2 | 0 | 0 | 0 | 0 | 0 | 0 | 0 | 0 | 0 | 0 | 0 | 0 |  | 92 |  |  | 17 | 22 | 1 | 2 | 5 | 12
|  | Type1 | Select Pet Stock | Select Pet Stock | Select Pet Stock | Select Pet Stock | Select Pet Stock | Select Pet Stock | Select Pet Stock | Select Pet Stock | Select Pet Stock | Select Pet Stock | Select Pet Stock | Select Pet Stock |  | 91 |  |  | 18 | 23 | 1 | 2 | 5 | 13
|  | Type2 | 0 | 0 | 0 | 0 | 0 | 0 | 0 | 0 | 0 | 0 | 0 | 0 |  | 92 |  |  | 18 | 23 | 1 | 2 | 5 | 13
|  | Mass1 | 1 | 1 | 1 | 1 | 1 | 1 | 1 | 1 | 1 | 1 | 1 | 1 |  | 91 |  |  | 21 | 26 | 1 | 2 | 5 | 16
|  | Mass2 | 0 | 0 | 0 | 0 | 0 | 0 | 0 | 0 | 0 | 0 | 0 | 0 |  | 92 |  |  | 21 | 26 | 1 | 2 | 5 | 16
|  | MW1 | 162 | 162 | 162 | 162 | 162 | 162 | 162 | 162 | 162 | 162 | 162 | 162
|  | MW2 | 0 | 0 | 0 | 0 | 0 | 0 | 0 | 0 | 0 | 0 | 0 | 0
|  | MolT | 162 | 162 | 162 | 162 | 162 | 162 | 162 | 162 | 162 | 162 | 162 | 162
|  | x1 | 1 | 1 | 1 | 1 | 1 | 1 | 1 | 1 | 1 | 1 | 1 | 1
|  | x2 | 0 | 0 | 0 | 0 | 0 | 0 | 0 | 0 | 0 | 0 | 0 | 0
|  | ρ1 | 7 | 7 | 7 | 7 | 7 | 7 | 7 | 7 | 7 | 7 | 7 | 7
|  | ρ2 | 0 | 0 | 0 | 0 | 0 | 0 | 0 | 0 | 0 | 0 | 0 | 0
|  | ρTotal | 7 | 7 | 7 | 7 | 7 | 7 | 7 | 7 | 7 | 7 | 7 | 7
FX - 47 | Portland | Comp1 | Out of Service | Out of Service | Out of Service | Out of Service | Out of Service | Out of Service | Out of Service | Out of Service | Out of Service | Out of Service | Out of Service | Out of Service |  | 93 | 1 | 3 | 17 | 22 | 1 | 2 | 5 | 12
|  | Comp2 | 0 | 0 | 0 | 0 | 0 | 0 | 0 | 0 | 0 | 0 | 0 | 0 |  | 94 |  |  | 17 | 22 | 1 | 2 | 5 | 12
|  | Type1 | N/A | N/A | N/A | N/A | N/A | N/A | N/A | N/A | N/A | N/A | N/A | N/A |  | 93 |  |  | 18 | 23 | 1 | 2 | 5 | 13
|  | Type2 | 0 | 0 | 0 | 0 | 0 | 0 | 0 | 0 | 0 | 0 | 0 | 0 |  | 94 |  |  | 18 | 23 | 1 | 2 | 5 | 13
|  | Mass1 | 1 | 1 | 1 | 1 | 1 | 1 | 1 | 1 | 1 | 1 | 1 | 1 |  | 93 |  |  | 21 | 26 | 1 | 2 | 5 | 16
|  | Mass2 | 0 | 0 | 0 | 0 | 0 | 0 | 0 | 0 | 0 | 0 | 0 | 0 |  | 94 |  |  | 21 | 26 | 1 | 2 | 5 | 16
|  | MW1 | N/A | N/A | N/A | N/A | N/A | N/A | N/A | N/A | N/A | N/A | N/A | N/A
|  | MW2 | 0 | 0 | 0 | 0 | 0 | 0 | 0 | 0 | 0 | 0 | 0 | 0
|  | MolT | 0 | 0 | 0 | 0 | 0 | 0 | 0 | 0 | 0 | 0 | 0 | 0
|  | x1 | 1 | 1 | 1 | 1 | 1 | 1 | 1 | 1 | 1 | 1 | 1 | 1
|  | x2 | 0 | 0 | 0 | 0 | 0 | 0 | 0 | 0 | 0 | 0 | 0 | 0
|  | ρ1 | N/A | N/A | N/A | N/A | N/A | N/A | N/A | N/A | N/A | N/A | N/A | N/A
|  | ρ2 | 0 | 0 | 0 | 0 | 0 | 0 | 0 | 0 | 0 | 0 | 0 | 0
|  | ρTotal | N/A | N/A | N/A | N/A | N/A | N/A | N/A | N/A | N/A | N/A | N/A | N/A
FX - 48 | Portland | Comp1 | Out of Service | Out of Service | Out of Service | Out of Service | Out of Service | Out of Service | Out of Service | Out of Service | Out of Service | Out of Service | Out of Service | Out of Service |  | 95 | 1 | 3 | 17 | 22 | 1 | 2 | 5 | 12
|  | Comp2 | 0 | 0 | 0 | 0 | 0 | 0 | 0 | 0 | 0 | 0 | 0 | 0 |  | 96 |  |  | 17 | 22 | 1 | 2 | 5 | 12
|  | Type1 | N/A | N/A | N/A | N/A | N/A | N/A | N/A | N/A | N/A | N/A | N/A | N/A |  | 95 |  |  | 18 | 23 | 1 | 2 | 5 | 13
|  | Type2 | 0 | 0 | 0 | 0 | 0 | 0 | 0 | 0 | 0 | 0 | 0 | 0 |  | 96 |  |  | 18 | 23 | 1 | 2 | 5 | 13
|  | Mass1 | 1 | 1 | 1 | 1 | 1 | 1 | 1 | 1 | 1 | 1 | 1 | 1 |  | 95 |  |  | 21 | 26 | 1 | 2 | 5 | 16
|  | Mass2 | 0 | 0 | 0 | 0 | 0 | 0 | 0 | 0 | 0 | 0 | 0 | 0 |  | 96 |  |  | 21 | 26 | 1 | 2 | 5 | 16
|  | MW1 | N/A | N/A | N/A | N/A | N/A | N/A | N/A | N/A | N/A | N/A | N/A | N/A
|  | MW2 | 0 | 0 | 0 | 0 | 0 | 0 | 0 | 0 | 0 | 0 | 0 | 0
|  | MolT | 0 | 0 | 0 | 0 | 0 | 0 | 0 | 0 | 0 | 0 | 0 | 0
|  | x1 | 1 | 1 | 1 | 1 | 1 | 1 | 1 | 1 | 1 | 1 | 1 | 1
|  | x2 | 0 | 0 | 0 | 0 | 0 | 0 | 0 | 0 | 0 | 0 | 0 | 0
|  | ρ1 | N/A | N/A | N/A | N/A | N/A | N/A | N/A | N/A | N/A | N/A | N/A | N/A
|  | ρ2 | 0 | 0 | 0 | 0 | 0 | 0 | 0 | 0 | 0 | 0 | 0 | 0
|  | ρTotal | N/A | N/A | N/A | N/A | N/A | N/A | N/A | N/A | N/A | N/A | N/A | N/A
FX - 49 | Portland | Comp1 | Jet kerosene | Jet kerosene | Jet kerosene | Jet kerosene | Jet kerosene | Jet kerosene | Jet kerosene | Jet kerosene | Jet kerosene | Jet kerosene | Jet kerosene | Jet kerosene |  | 97 | 1 | 3 | 17 | 22 | 1 | 2 | 5 | 12
|  | Comp2 | 0 | 0 | 0 | 0 | 0 | 0 | 0 | 0 | 0 | 0 | 0 | 0 |  | 98 |  |  | 17 | 22 | 1 | 2 | 5 | 12
|  | Type1 | Select Pet Stock | Select Pet Stock | Select Pet Stock | Select Pet Stock | Select Pet Stock | Select Pet Stock | Select Pet Stock | Select Pet Stock | Select Pet Stock | Select Pet Stock | Select Pet Stock | Select Pet Stock |  | 97 |  |  | 18 | 23 | 1 | 2 | 5 | 13
|  | Type2 | 0 | 0 | 0 | 0 | 0 | 0 | 0 | 0 | 0 | 0 | 0 | 0 |  | 98 |  |  | 18 | 23 | 1 | 2 | 5 | 13
|  | Mass1 | 1 | 1 | 1 | 1 | 1 | 1 | 1 | 1 | 1 | 1 | 1 | 1 |  | 97 |  |  | 21 | 26 | 1 | 2 | 5 | 16
|  | Mass2 | 0 | 0 | 0 | 0 | 0 | 0 | 0 | 0 | 0 | 0 | 0 | 0 |  | 98 |  |  | 21 | 26 | 1 | 2 | 5 | 16
|  | MW1 | 162 | 162 | 162 | 162 | 162 | 162 | 162 | 162 | 162 | 162 | 162 | 162
|  | MW2 | 0 | 0 | 0 | 0 | 0 | 0 | 0 | 0 | 0 | 0 | 0 | 0
|  | MolT | 162 | 162 | 162 | 162 | 162 | 162 | 162 | 162 | 162 | 162 | 162 | 162
|  | x1 | 1 | 1 | 1 | 1 | 1 | 1 | 1 | 1 | 1 | 1 | 1 | 1
|  | x2 | 0 | 0 | 0 | 0 | 0 | 0 | 0 | 0 | 0 | 0 | 0 | 0
|  | ρ1 | 7 | 7 | 7 | 7 | 7 | 7 | 7 | 7 | 7 | 7 | 7 | 7
|  | ρ2 | 0 | 0 | 0 | 0 | 0 | 0 | 0 | 0 | 0 | 0 | 0 | 0
|  | ρTotal | 7 | 7 | 7 | 7 | 7 | 7 | 7 | 7 | 7 | 7 | 7 | 7
FX - 50 | Portland | Comp1 | Jet kerosene | Jet kerosene | Jet kerosene | Jet kerosene | Jet kerosene | Jet kerosene | Jet kerosene | Jet kerosene | Jet kerosene | Jet kerosene | Jet kerosene | Jet kerosene |  | 99 | 1 | 3 | 17 | 22 | 1 | 2 | 5 | 12
|  | Comp2 | 0 | 0 | 0 | 0 | 0 | 0 | 0 | 0 | 0 | 0 | 0 | 0 |  | 100 |  |  | 17 | 22 | 1 | 2 | 5 | 12
|  | Type1 | Select Pet Stock | Select Pet Stock | Select Pet Stock | Select Pet Stock | Select Pet Stock | Select Pet Stock | Select Pet Stock | Select Pet Stock | Select Pet Stock | Select Pet Stock | Select Pet Stock | Select Pet Stock |  | 99 |  |  | 18 | 23 | 1 | 2 | 5 | 13
|  | Type2 | 0 | 0 | 0 | 0 | 0 | 0 | 0 | 0 | 0 | 0 | 0 | 0 |  | 100 |  |  | 18 | 23 | 1 | 2 | 5 | 13
|  | Mass1 | 1 | 1 | 1 | 1 | 1 | 1 | 1 | 1 | 1 | 1 | 1 | 1 |  | 99 |  |  | 21 | 26 | 1 | 2 | 5 | 16
|  | Mass2 | 0 | 0 | 0 | 0 | 0 | 0 | 0 | 0 | 0 | 0 | 0 | 0 |  | 100 |  |  | 21 | 26 | 1 | 2 | 5 | 16
|  | MW1 | 162 | 162 | 162 | 162 | 162 | 162 | 162 | 162 | 162 | 162 | 162 | 162
|  | MW2 | 0 | 0 | 0 | 0 | 0 | 0 | 0 | 0 | 0 | 0 | 0 | 0
|  | MolT | 162 | 162 | 162 | 162 | 162 | 162 | 162 | 162 | 162 | 162 | 162 | 162
|  | x1 | 1 | 1 | 1 | 1 | 1 | 1 | 1 | 1 | 1 | 1 | 1 | 1
|  | x2 | 0 | 0 | 0 | 0 | 0 | 0 | 0 | 0 | 0 | 0 | 0 | 0
|  | ρ1 | 7 | 7 | 7 | 7 | 7 | 7 | 7 | 7 | 7 | 7 | 7 | 7
|  | ρ2 | 0 | 0 | 0 | 0 | 0 | 0 | 0 | 0 | 0 | 0 | 0 | 0
|  | ρTotal | 7 | 7 | 7 | 7 | 7 | 7 | 7 | 7 | 7 | 7 | 7 | 7
FX - 51 | Portland | Comp1 | Out of Service | Out of Service | Out of Service | Out of Service | Out of Service | Out of Service | Out of Service | Out of Service | Out of Service | Out of Service | Out of Service | Out of Service |  | 101 | 1 | 3 | 17 | 22 | 1 | 2 | 5 | 12
|  | Comp2 | 0 | 0 | 0 | 0 | 0 | 0 | 0 | 0 | 0 | 0 | 0 | 0 |  | 102 |  |  | 17 | 22 | 1 | 2 | 5 | 12
|  | Type1 | N/A | N/A | N/A | N/A | N/A | N/A | N/A | N/A | N/A | N/A | N/A | N/A |  | 101 |  |  | 18 | 23 | 1 | 2 | 5 | 13
|  | Type2 | 0 | 0 | 0 | 0 | 0 | 0 | 0 | 0 | 0 | 0 | 0 | 0 |  | 102 |  |  | 18 | 23 | 1 | 2 | 5 | 13
|  | Mass1 | 1 | 1 | 1 | 1 | 1 | 1 | 1 | 1 | 1 | 1 | 1 | 1 |  | 101 |  |  | 21 | 26 | 1 | 2 | 5 | 16
|  | Mass2 | 0 | 0 | 0 | 0 | 0 | 0 | 0 | 0 | 0 | 0 | 0 | 0 |  | 102 |  |  | 21 | 26 | 1 | 2 | 5 | 16
|  | MW1 | N/A | N/A | N/A | N/A | N/A | N/A | N/A | N/A | N/A | N/A | N/A | N/A
|  | MW2 | 0 | 0 | 0 | 0 | 0 | 0 | 0 | 0 | 0 | 0 | 0 | 0
|  | MolT | 0 | 0 | 0 | 0 | 0 | 0 | 0 | 0 | 0 | 0 | 0 | 0
|  | x1 | 1 | 1 | 1 | 1 | 1 | 1 | 1 | 1 | 1 | 1 | 1 | 1
|  | x2 | 0 | 0 | 0 | 0 | 0 | 0 | 0 | 0 | 0 | 0 | 0 | 0
|  | ρ1 | N/A | N/A | N/A | N/A | N/A | N/A | N/A | N/A | N/A | N/A | N/A | N/A
|  | ρ2 | 0 | 0 | 0 | 0 | 0 | 0 | 0 | 0 | 0 | 0 | 0 | 0
|  | ρTotal | N/A | N/A | N/A | N/A | N/A | N/A | N/A | N/A | N/A | N/A | N/A | N/A
FX - 52 | Portland | Comp1 | Jet kerosene | Jet kerosene | Jet kerosene | Jet kerosene | Jet kerosene | Jet kerosene | Jet kerosene | Jet kerosene | Jet kerosene | Jet kerosene | Jet kerosene | Jet kerosene |  | 103 | 1 | 3 | 17 | 22 | 1 | 2 | 5 | 12
|  | Comp2 | 0 | 0 | 0 | 0 | 0 | 0 | 0 | 0 | 0 | 0 | 0 | 0 |  | 104 |  |  | 17 | 22 | 1 | 2 | 5 | 12
|  | Type1 | Select Pet Stock | Select Pet Stock | Select Pet Stock | Select Pet Stock | Select Pet Stock | Select Pet Stock | Select Pet Stock | Select Pet Stock | Select Pet Stock | Select Pet Stock | Select Pet Stock | Select Pet Stock |  | 103 |  |  | 18 | 23 | 1 | 2 | 5 | 13
|  | Type2 | 0 | 0 | 0 | 0 | 0 | 0 | 0 | 0 | 0 | 0 | 0 | 0 |  | 104 |  |  | 18 | 23 | 1 | 2 | 5 | 13
|  | Mass1 | 1 | 1 | 1 | 1 | 1 | 1 | 1 | 1 | 1 | 1 | 1 | 1 |  | 103 |  |  | 21 | 26 | 1 | 2 | 5 | 16
|  | Mass2 | 0 | 0 | 0 | 0 | 0 | 0 | 0 | 0 | 0 | 0 | 0 | 0 |  | 104 |  |  | 21 | 26 | 1 | 2 | 5 | 16
|  | MW1 | 162 | 162 | 162 | 162 | 162 | 162 | 162 | 162 | 162 | 162 | 162 | 162
|  | MW2 | 0 | 0 | 0 | 0 | 0 | 0 | 0 | 0 | 0 | 0 | 0 | 0
|  | MolT | 162 | 162 | 162 | 162 | 162 | 162 | 162 | 162 | 162 | 162 | 162 | 162
|  | x1 | 1 | 1 | 1 | 1 | 1 | 1 | 1 | 1 | 1 | 1 | 1 | 1
|  | x2 | 0 | 0 | 0 | 0 | 0 | 0 | 0 | 0 | 0 | 0 | 0 | 0
|  | ρ1 | 7 | 7 | 7 | 7 | 7 | 7 | 7 | 7 | 7 | 7 | 7 | 7
|  | ρ2 | 0 | 0 | 0 | 0 | 0 | 0 | 0 | 0 | 0 | 0 | 0 | 0
|  | ρTotal | 7 | 7 | 7 | 7 | 7 | 7 | 7 | 7 | 7 | 7 | 7 | 7
FX - 53 | Portland | Comp1 | Jet kerosene | Jet kerosene | Jet kerosene | Jet kerosene | Jet kerosene | Jet kerosene | Jet kerosene | Jet kerosene | Jet kerosene | Jet kerosene | Jet kerosene | Jet kerosene |  | 105 | 1 | 3 | 17 | 22 | 1 | 2 | 5 | 12
|  | Comp2 | 0 | 0 | 0 | 0 | 0 | 0 | 0 | 0 | 0 | 0 | 0 | 0 |  | 106 |  |  | 17 | 22 | 1 | 2 | 5 | 12
|  | Type1 | Select Pet Stock | Select Pet Stock | Select Pet Stock | Select Pet Stock | Select Pet Stock | Select Pet Stock | Select Pet Stock | Select Pet Stock | Select Pet Stock | Select Pet Stock | Select Pet Stock | Select Pet Stock |  | 105 |  |  | 18 | 23 | 1 | 2 | 5 | 13
|  | Type2 | 0 | 0 | 0 | 0 | 0 | 0 | 0 | 0 | 0 | 0 | 0 | 0 |  | 106 |  |  | 18 | 23 | 1 | 2 | 5 | 13
|  | Mass1 | 1 | 1 | 1 | 1 | 1 | 1 | 1 | 1 | 1 | 1 | 1 | 1 |  | 105 |  |  | 21 | 26 | 1 | 2 | 5 | 16
|  | Mass2 | 0 | 0 | 0 | 0 | 0 | 0 | 0 | 0 | 0 | 0 | 0 | 0 |  | 106 |  |  | 21 | 26 | 1 | 2 | 5 | 16
|  | MW1 | 162 | 162 | 162 | 162 | 162 | 162 | 162 | 162 | 162 | 162 | 162 | 162
|  | MW2 | 0 | 0 | 0 | 0 | 0 | 0 | 0 | 0 | 0 | 0 | 0 | 0
|  | MolT | 162 | 162 | 162 | 162 | 162 | 162 | 162 | 162 | 162 | 162 | 162 | 162
|  | x1 | 1 | 1 | 1 | 1 | 1 | 1 | 1 | 1 | 1 | 1 | 1 | 1
|  | x2 | 0 | 0 | 0 | 0 | 0 | 0 | 0 | 0 | 0 | 0 | 0 | 0
|  | ρ1 | 7 | 7 | 7 | 7 | 7 | 7 | 7 | 7 | 7 | 7 | 7 | 7
|  | ρ2 | 0 | 0 | 0 | 0 | 0 | 0 | 0 | 0 | 0 | 0 | 0 | 0
|  | ρTotal | 7 | 7 | 7 | 7 | 7 | 7 | 7 | 7 | 7 | 7 | 7 | 7
FX - 54 | Portland | Comp1 | Jet kerosene | Jet kerosene | Jet kerosene | Jet kerosene | Jet kerosene | Jet kerosene | Jet kerosene | Jet kerosene | Jet kerosene | Jet kerosene | Jet kerosene | Jet kerosene |  | 107 | 1 | 3 | 17 | 22 | 1 | 2 | 5 | 12
|  | Comp2 | 0 | 0 | 0 | 0 | 0 | 0 | 0 | 0 | 0 | 0 | 0 | 0 |  | 108 |  |  | 17 | 22 | 1 | 2 | 5 | 12
|  | Type1 | Select Pet Stock | Select Pet Stock | Select Pet Stock | Select Pet Stock | Select Pet Stock | Select Pet Stock | Select Pet Stock | Select Pet Stock | Select Pet Stock | Select Pet Stock | Select Pet Stock | Select Pet Stock |  | 107 |  |  | 18 | 23 | 1 | 2 | 5 | 13
|  | Type2 | 0 | 0 | 0 | 0 | 0 | 0 | 0 | 0 | 0 | 0 | 0 | 0 |  | 108 |  |  | 18 | 23 | 1 | 2 | 5 | 13
|  | Mass1 | 1 | 1 | 1 | 1 | 1 | 1 | 1 | 1 | 1 | 1 | 1 | 1 |  | 107 |  |  | 21 | 26 | 1 | 2 | 5 | 16
|  | Mass2 | 0 | 0 | 0 | 0 | 0 | 0 | 0 | 0 | 0 | 0 | 0 | 0 |  | 108 |  |  | 21 | 26 | 1 | 2 | 5 | 16
|  | MW1 | 162 | 162 | 162 | 162 | 162 | 162 | 162 | 162 | 162 | 162 | 162 | 162
|  | MW2 | 0 | 0 | 0 | 0 | 0 | 0 | 0 | 0 | 0 | 0 | 0 | 0
|  | MolT | 162 | 162 | 162 | 162 | 162 | 162 | 162 | 162 | 162 | 162 | 162 | 162
|  | x1 | 1 | 1 | 1 | 1 | 1 | 1 | 1 | 1 | 1 | 1 | 1 | 1
|  | x2 | 0 | 0 | 0 | 0 | 0 | 0 | 0 | 0 | 0 | 0 | 0 | 0
|  | ρ1 | 7 | 7 | 7 | 7 | 7 | 7 | 7 | 7 | 7 | 7 | 7 | 7
|  | ρ2 | 0 | 0 | 0 | 0 | 0 | 0 | 0 | 0 | 0 | 0 | 0 | 0
|  | ρTotal | 7 | 7 | 7 | 7 | 7 | 7 | 7 | 7 | 7 | 7 | 7 | 7
FX - 55 | Portland | Comp1 | Jet kerosene | Jet kerosene | Jet kerosene | Jet kerosene | Jet kerosene | Jet kerosene | Jet kerosene | Jet kerosene | Jet kerosene | Jet kerosene | Jet kerosene | Jet kerosene |  | 109 | 1 | 3 | 17 | 22 | 1 | 2 | 5 | 12
|  | Comp2 | 0 | 0 | 0 | 0 | 0 | 0 | 0 | 0 | 0 | 0 | 0 | 0 |  | 110 |  |  | 17 | 22 | 1 | 2 | 5 | 12
|  | Type1 | Select Pet Stock | Select Pet Stock | Select Pet Stock | Select Pet Stock | Select Pet Stock | Select Pet Stock | Select Pet Stock | Select Pet Stock | Select Pet Stock | Select Pet Stock | Select Pet Stock | Select Pet Stock |  | 109 |  |  | 18 | 23 | 1 | 2 | 5 | 13
|  | Type2 | 0 | 0 | 0 | 0 | 0 | 0 | 0 | 0 | 0 | 0 | 0 | 0 |  | 110 |  |  | 18 | 23 | 1 | 2 | 5 | 13
|  | Mass1 | 1 | 1 | 1 | 1 | 1 | 1 | 1 | 1 | 1 | 1 | 1 | 1 |  | 109 |  |  | 21 | 26 | 1 | 2 | 5 | 16
|  | Mass2 | 0 | 0 | 0 | 0 | 0 | 0 | 0 | 0 | 0 | 0 | 0 | 0 |  | 110 |  |  | 21 | 26 | 1 | 2 | 5 | 16
|  | MW1 | 162 | 162 | 162 | 162 | 162 | 162 | 162 | 162 | 162 | 162 | 162 | 162
|  | MW2 | 0 | 0 | 0 | 0 | 0 | 0 | 0 | 0 | 0 | 0 | 0 | 0
|  | MolT | 162 | 162 | 162 | 162 | 162 | 162 | 162 | 162 | 162 | 162 | 162 | 162
|  | x1 | 1 | 1 | 1 | 1 | 1 | 1 | 1 | 1 | 1 | 1 | 1 | 1
|  | x2 | 0 | 0 | 0 | 0 | 0 | 0 | 0 | 0 | 0 | 0 | 0 | 0
|  | ρ1 | 7 | 7 | 7 | 7 | 7 | 7 | 7 | 7 | 7 | 7 | 7 | 7
|  | ρ2 | 0 | 0 | 0 | 0 | 0 | 0 | 0 | 0 | 0 | 0 | 0 | 0
|  | ρTotal | 7 | 7 | 7 | 7 | 7 | 7 | 7 | 7 | 7 | 7 | 7 | 7
FX - 56 | Portland | Comp1 | Jet kerosene | Jet kerosene | Jet kerosene | Jet kerosene | Jet kerosene | Jet kerosene | Jet kerosene | Jet kerosene | Jet kerosene | Jet kerosene | Jet kerosene | Jet kerosene |  | 111 | 1 | 3 | 17 | 22 | 1 | 2 | 5 | 12
|  | Comp2 | 0 | 0 | 0 | 0 | 0 | 0 | 0 | 0 | 0 | 0 | 0 | 0 |  | 112 |  |  | 17 | 22 | 1 | 2 | 5 | 12
|  | Type1 | Select Pet Stock | Select Pet Stock | Select Pet Stock | Select Pet Stock | Select Pet Stock | Select Pet Stock | Select Pet Stock | Select Pet Stock | Select Pet Stock | Select Pet Stock | Select Pet Stock | Select Pet Stock |  | 111 |  |  | 18 | 23 | 1 | 2 | 5 | 13
|  | Type2 | 0 | 0 | 0 | 0 | 0 | 0 | 0 | 0 | 0 | 0 | 0 | 0 |  | 112 |  |  | 18 | 23 | 1 | 2 | 5 | 13
|  | Mass1 | 1 | 1 | 1 | 1 | 1 | 1 | 1 | 1 | 1 | 1 | 1 | 1 |  | 111 |  |  | 21 | 26 | 1 | 2 | 5 | 16
|  | Mass2 | 0 | 0 | 0 | 0 | 0 | 0 | 0 | 0 | 0 | 0 | 0 | 0 |  | 112 |  |  | 21 | 26 | 1 | 2 | 5 | 16
|  | MW1 | 162 | 162 | 162 | 162 | 162 | 162 | 162 | 162 | 162 | 162 | 162 | 162
|  | MW2 | 0 | 0 | 0 | 0 | 0 | 0 | 0 | 0 | 0 | 0 | 0 | 0
|  | MolT | 162 | 162 | 162 | 162 | 162 | 162 | 162 | 162 | 162 | 162 | 162 | 162
|  | x1 | 1 | 1 | 1 | 1 | 1 | 1 | 1 | 1 | 1 | 1 | 1 | 1
|  | x2 | 0 | 0 | 0 | 0 | 0 | 0 | 0 | 0 | 0 | 0 | 0 | 0
|  | ρ1 | 7 | 7 | 7 | 7 | 7 | 7 | 7 | 7 | 7 | 7 | 7 | 7
|  | ρ2 | 0 | 0 | 0 | 0 | 0 | 0 | 0 | 0 | 0 | 0 | 0 | 0
|  | ρTotal | 7 | 7 | 7 | 7 | 7 | 7 | 7 | 7 | 7 | 7 | 7 | 7
FX - 57 | Portland | Comp1 | Jet kerosene | Jet kerosene | Jet kerosene | Jet kerosene | Jet kerosene | Jet kerosene | Jet kerosene | Jet kerosene | Jet kerosene | Jet kerosene | Jet kerosene | Jet kerosene |  | 113 | 1 | 3 | 17 | 22 | 1 | 2 | 5 | 12
|  | Comp2 | 0 | 0 | 0 | 0 | 0 | 0 | 0 | 0 | 0 | 0 | 0 | 0 |  | 114 |  |  | 17 | 22 | 1 | 2 | 5 | 12
|  | Type1 | Select Pet Stock | Select Pet Stock | Select Pet Stock | Select Pet Stock | Select Pet Stock | Select Pet Stock | Select Pet Stock | Select Pet Stock | Select Pet Stock | Select Pet Stock | Select Pet Stock | Select Pet Stock |  | 113 |  |  | 18 | 23 | 1 | 2 | 5 | 13
|  | Type2 | 0 | 0 | 0 | 0 | 0 | 0 | 0 | 0 | 0 | 0 | 0 | 0 |  | 114 |  |  | 18 | 23 | 1 | 2 | 5 | 13
|  | Mass1 | 1 | 1 | 1 | 1 | 1 | 1 | 1 | 1 | 1 | 1 | 1 | 1 |  | 113 |  |  | 21 | 26 | 1 | 2 | 5 | 16
|  | Mass2 | 0 | 0 | 0 | 0 | 0 | 0 | 0 | 0 | 0 | 0 | 0 | 0 |  | 114 |  |  | 21 | 26 | 1 | 2 | 5 | 16
|  | MW1 | 162 | 162 | 162 | 162 | 162 | 162 | 162 | 162 | 162 | 162 | 162 | 162
|  | MW2 | 0 | 0 | 0 | 0 | 0 | 0 | 0 | 0 | 0 | 0 | 0 | 0
|  | MolT | 162 | 162 | 162 | 162 | 162 | 162 | 162 | 162 | 162 | 162 | 162 | 162
|  | x1 | 1 | 1 | 1 | 1 | 1 | 1 | 1 | 1 | 1 | 1 | 1 | 1
|  | x2 | 0 | 0 | 0 | 0 | 0 | 0 | 0 | 0 | 0 | 0 | 0 | 0
|  | ρ1 | 7 | 7 | 7 | 7 | 7 | 7 | 7 | 7 | 7 | 7 | 7 | 7
|  | ρ2 | 0 | 0 | 0 | 0 | 0 | 0 | 0 | 0 | 0 | 0 | 0 | 0
|  | ρTotal | 7 | 7 | 7 | 7 | 7 | 7 | 7 | 7 | 7 | 7 | 7 | 7
FX - 58 | Portland | Comp1 | Jet kerosene | Jet kerosene | Jet kerosene | Jet kerosene | Jet kerosene | Jet kerosene | Jet kerosene | Jet kerosene | Jet kerosene | Jet kerosene | Jet kerosene | Jet kerosene |  | 115 | 1 | 3 | 17 | 22 | 1 | 2 | 5 | 12
|  | Comp2 | 0 | 0 | 0 | 0 | 0 | 0 | 0 | 0 | 0 | 0 | 0 | 0 |  | 116 |  |  | 17 | 22 | 1 | 2 | 5 | 12
|  | Type1 | Select Pet Stock | Select Pet Stock | Select Pet Stock | Select Pet Stock | Select Pet Stock | Select Pet Stock | Select Pet Stock | Select Pet Stock | Select Pet Stock | Select Pet Stock | Select Pet Stock | Select Pet Stock |  | 115 |  |  | 18 | 23 | 1 | 2 | 5 | 13
|  | Type2 | 0 | 0 | 0 | 0 | 0 | 0 | 0 | 0 | 0 | 0 | 0 | 0 |  | 116 |  |  | 18 | 23 | 1 | 2 | 5 | 13
|  | Mass1 | 1 | 1 | 1 | 1 | 1 | 1 | 1 | 1 | 1 | 1 | 1 | 1 |  | 115 |  |  | 21 | 26 | 1 | 2 | 5 | 16
|  | Mass2 | 0 | 0 | 0 | 0 | 0 | 0 | 0 | 0 | 0 | 0 | 0 | 0 |  | 116 |  |  | 21 | 26 | 1 | 2 | 5 | 16
|  | MW1 | 162 | 162 | 162 | 162 | 162 | 162 | 162 | 162 | 162 | 162 | 162 | 162
|  | MW2 | 0 | 0 | 0 | 0 | 0 | 0 | 0 | 0 | 0 | 0 | 0 | 0
|  | MolT | 162 | 162 | 162 | 162 | 162 | 162 | 162 | 162 | 162 | 162 | 162 | 162
|  | x1 | 1 | 1 | 1 | 1 | 1 | 1 | 1 | 1 | 1 | 1 | 1 | 1
|  | x2 | 0 | 0 | 0 | 0 | 0 | 0 | 0 | 0 | 0 | 0 | 0 | 0
|  | ρ1 | 7 | 7 | 7 | 7 | 7 | 7 | 7 | 7 | 7 | 7 | 7 | 7
|  | ρ2 | 0 | 0 | 0 | 0 | 0 | 0 | 0 | 0 | 0 | 0 | 0 | 0
|  | ρTotal | 7 | 7 | 7 | 7 | 7 | 7 | 7 | 7 | 7 | 7 | 7 | 7
FX - 59 | Portland | Comp1 | Jet kerosene | Jet kerosene | Jet kerosene | Jet kerosene | Jet kerosene | Jet kerosene | Jet kerosene | Jet kerosene | Jet kerosene | Jet kerosene | Jet kerosene | Jet kerosene |  | 117 | 1 | 3 | 17 | 22 | 1 | 2 | 5 | 12
|  | Comp2 | 0 | 0 | 0 | 0 | 0 | 0 | 0 | 0 | 0 | 0 | 0 | 0 |  | 118 |  |  | 17 | 22 | 1 | 2 | 5 | 12
|  | Type1 | Select Pet Stock | Select Pet Stock | Select Pet Stock | Select Pet Stock | Select Pet Stock | Select Pet Stock | Select Pet Stock | Select Pet Stock | Select Pet Stock | Select Pet Stock | Select Pet Stock | Select Pet Stock |  | 117 |  |  | 18 | 23 | 1 | 2 | 5 | 13
|  | Type2 | 0 | 0 | 0 | 0 | 0 | 0 | 0 | 0 | 0 | 0 | 0 | 0 |  | 118 |  |  | 18 | 23 | 1 | 2 | 5 | 13
|  | Mass1 | 1 | 1 | 1 | 1 | 1 | 1 | 1 | 1 | 1 | 1 | 1 | 1 |  | 117 |  |  | 21 | 26 | 1 | 2 | 5 | 16
|  | Mass2 | 0 | 0 | 0 | 0 | 0 | 0 | 0 | 0 | 0 | 0 | 0 | 0 |  | 118 |  |  | 21 | 26 | 1 | 2 | 5 | 16
|  | MW1 | 162 | 162 | 162 | 162 | 162 | 162 | 162 | 162 | 162 | 162 | 162 | 162
|  | MW2 | 0 | 0 | 0 | 0 | 0 | 0 | 0 | 0 | 0 | 0 | 0 | 0
|  | MolT | 162 | 162 | 162 | 162 | 162 | 162 | 162 | 162 | 162 | 162 | 162 | 162
|  | x1 | 1 | 1 | 1 | 1 | 1 | 1 | 1 | 1 | 1 | 1 | 1 | 1
|  | x2 | 0 | 0 | 0 | 0 | 0 | 0 | 0 | 0 | 0 | 0 | 0 | 0
|  | ρ1 | 7 | 7 | 7 | 7 | 7 | 7 | 7 | 7 | 7 | 7 | 7 | 7
|  | ρ2 | 0 | 0 | 0 | 0 | 0 | 0 | 0 | 0 | 0 | 0 | 0 | 0
|  | ρTotal | 7 | 7 | 7 | 7 | 7 | 7 | 7 | 7 | 7 | 7 | 7 | 7
FX - 60 | Portland | Comp1 | Jet kerosene | Jet kerosene | Jet kerosene | Jet kerosene | Jet kerosene | Jet kerosene | Jet kerosene | Jet kerosene | Jet kerosene | Jet kerosene | Jet kerosene | Jet kerosene |  | 119 | 1 | 3 | 17 | 22 | 1 | 2 | 5 | 12
|  | Comp2 | 0 | 0 | 0 | 0 | 0 | 0 | 0 | 0 | 0 | 0 | 0 | 0 |  | 120 |  |  | 17 | 22 | 1 | 2 | 5 | 12
|  | Type1 | Select Pet Stock | Select Pet Stock | Select Pet Stock | Select Pet Stock | Select Pet Stock | Select Pet Stock | Select Pet Stock | Select Pet Stock | Select Pet Stock | Select Pet Stock | Select Pet Stock | Select Pet Stock |  | 119 |  |  | 18 | 23 | 1 | 2 | 5 | 13
|  | Type2 | 0 | 0 | 0 | 0 | 0 | 0 | 0 | 0 | 0 | 0 | 0 | 0 |  | 120 |  |  | 18 | 23 | 1 | 2 | 5 | 13
|  | Mass1 | 1 | 1 | 1 | 1 | 1 | 1 | 1 | 1 | 1 | 1 | 1 | 1 |  | 119 |  |  | 21 | 26 | 1 | 2 | 5 | 16
|  | Mass2 | 0 | 0 | 0 | 0 | 0 | 0 | 0 | 0 | 0 | 0 | 0 | 0 |  | 120 |  |  | 21 | 26 | 1 | 2 | 5 | 16
|  | MW1 | 162 | 162 | 162 | 162 | 162 | 162 | 162 | 162 | 162 | 162 | 162 | 162
|  | MW2 | 0 | 0 | 0 | 0 | 0 | 0 | 0 | 0 | 0 | 0 | 0 | 0
|  | MolT | 162 | 162 | 162 | 162 | 162 | 162 | 162 | 162 | 162 | 162 | 162 | 162
|  | x1 | 1 | 1 | 1 | 1 | 1 | 1 | 1 | 1 | 1 | 1 | 1 | 1
|  | x2 | 0 | 0 | 0 | 0 | 0 | 0 | 0 | 0 | 0 | 0 | 0 | 0
|  | ρ1 | 7 | 7 | 7 | 7 | 7 | 7 | 7 | 7 | 7 | 7 | 7 | 7
|  | ρ2 | 0 | 0 | 0 | 0 | 0 | 0 | 0 | 0 | 0 | 0 | 0 | 0
|  | ρTotal | 7 | 7 | 7 | 7 | 7 | 7 | 7 | 7 | 7 | 7 | 7 | 7
FX - 61 | Portland | Comp1 | Jet kerosene | Jet kerosene | Jet kerosene | Jet kerosene | Jet kerosene | Jet kerosene | Jet kerosene | Jet kerosene | Jet kerosene | Jet kerosene | Jet kerosene | Jet kerosene |  | 121 | 1 | 3 | 17 | 22 | 1 | 2 | 5 | 12
|  | Comp2 | 0 | 0 | 0 | 0 | 0 | 0 | 0 | 0 | 0 | 0 | 0 | 0 |  | 122 |  |  | 17 | 22 | 1 | 2 | 5 | 12
|  | Type1 | Select Pet Stock | Select Pet Stock | Select Pet Stock | Select Pet Stock | Select Pet Stock | Select Pet Stock | Select Pet Stock | Select Pet Stock | Select Pet Stock | Select Pet Stock | Select Pet Stock | Select Pet Stock |  | 121 |  |  | 18 | 23 | 1 | 2 | 5 | 13
|  | Type2 | 0 | 0 | 0 | 0 | 0 | 0 | 0 | 0 | 0 | 0 | 0 | 0 |  | 122 |  |  | 18 | 23 | 1 | 2 | 5 | 13
|  | Mass1 | 1 | 1 | 1 | 1 | 1 | 1 | 1 | 1 | 1 | 1 | 1 | 1 |  | 121 |  |  | 21 | 26 | 1 | 2 | 5 | 16
|  | Mass2 | 0 | 0 | 0 | 0 | 0 | 0 | 0 | 0 | 0 | 0 | 0 | 0 |  | 122 |  |  | 21 | 26 | 1 | 2 | 5 | 16
|  | MW1 | 162 | 162 | 162 | 162 | 162 | 162 | 162 | 162 | 162 | 162 | 162 | 162
|  | MW2 | 0 | 0 | 0 | 0 | 0 | 0 | 0 | 0 | 0 | 0 | 0 | 0
|  | MolT | 162 | 162 | 162 | 162 | 162 | 162 | 162 | 162 | 162 | 162 | 162 | 162
|  | x1 | 1 | 1 | 1 | 1 | 1 | 1 | 1 | 1 | 1 | 1 | 1 | 1
|  | x2 | 0 | 0 | 0 | 0 | 0 | 0 | 0 | 0 | 0 | 0 | 0 | 0
|  | ρ1 | 7 | 7 | 7 | 7 | 7 | 7 | 7 | 7 | 7 | 7 | 7 | 7
|  | ρ2 | 0 | 0 | 0 | 0 | 0 | 0 | 0 | 0 | 0 | 0 | 0 | 0
|  | ρTotal | 7 | 7 | 7 | 7 | 7 | 7 | 7 | 7 | 7 | 7 | 7 | 7
FX - 62 | Portland | Comp1 | Jet kerosene | Jet kerosene | Jet kerosene | Jet kerosene | Jet kerosene | Jet kerosene | Jet kerosene | Jet kerosene | Jet kerosene | Jet kerosene | Jet kerosene | Jet kerosene |  | 123 | 1 | 3 | 17 | 22 | 1 | 2 | 5 | 12
|  | Comp2 | 0 | 0 | 0 | 0 | 0 | 0 | 0 | 0 | 0 | 0 | 0 | 0 |  | 124 |  |  | 17 | 22 | 1 | 2 | 5 | 12
|  | Type1 | Select Pet Stock | Select Pet Stock | Select Pet Stock | Select Pet Stock | Select Pet Stock | Select Pet Stock | Select Pet Stock | Select Pet Stock | Select Pet Stock | Select Pet Stock | Select Pet Stock | Select Pet Stock |  | 123 |  |  | 18 | 23 | 1 | 2 | 5 | 13
|  | Type2 | 0 | 0 | 0 | 0 | 0 | 0 | 0 | 0 | 0 | 0 | 0 | 0 |  | 124 |  |  | 18 | 23 | 1 | 2 | 5 | 13
|  | Mass1 | 1 | 1 | 1 | 1 | 1 | 1 | 1 | 1 | 1 | 1 | 1 | 1 |  | 123 |  |  | 21 | 26 | 1 | 2 | 5 | 16
|  | Mass2 | 0 | 0 | 0 | 0 | 0 | 0 | 0 | 0 | 0 | 0 | 0 | 0 |  | 124 |  |  | 21 | 26 | 1 | 2 | 5 | 16
|  | MW1 | 162 | 162 | 162 | 162 | 162 | 162 | 162 | 162 | 162 | 162 | 162 | 162
|  | MW2 | 0 | 0 | 0 | 0 | 0 | 0 | 0 | 0 | 0 | 0 | 0 | 0
|  | MolT | 162 | 162 | 162 | 162 | 162 | 162 | 162 | 162 | 162 | 162 | 162 | 162
|  | x1 | 1 | 1 | 1 | 1 | 1 | 1 | 1 | 1 | 1 | 1 | 1 | 1
|  | x2 | 0 | 0 | 0 | 0 | 0 | 0 | 0 | 0 | 0 | 0 | 0 | 0
|  | ρ1 | 7 | 7 | 7 | 7 | 7 | 7 | 7 | 7 | 7 | 7 | 7 | 7
|  | ρ2 | 0 | 0 | 0 | 0 | 0 | 0 | 0 | 0 | 0 | 0 | 0 | 0
|  | ρTotal | 7 | 7 | 7 | 7 | 7 | 7 | 7 | 7 | 7 | 7 | 7 | 7
FX - 63 | Portland | Comp1 | Jet kerosene | Jet kerosene | Jet kerosene | Jet kerosene | Jet kerosene | Jet kerosene | Jet kerosene | Jet kerosene | Jet kerosene | Jet kerosene | Jet kerosene | Jet kerosene |  | 125 | 1 | 3 | 17 | 22 | 1 | 2 | 5 | 12
|  | Comp2 | 0 | 0 | 0 | 0 | 0 | 0 | 0 | 0 | 0 | 0 | 0 | 0 |  | 126 |  |  | 17 | 22 | 1 | 2 | 5 | 12
|  | Type1 | Select Pet Stock | Select Pet Stock | Select Pet Stock | Select Pet Stock | Select Pet Stock | Select Pet Stock | Select Pet Stock | Select Pet Stock | Select Pet Stock | Select Pet Stock | Select Pet Stock | Select Pet Stock |  | 125 |  |  | 18 | 23 | 1 | 2 | 5 | 13
|  | Type2 | 0 | 0 | 0 | 0 | 0 | 0 | 0 | 0 | 0 | 0 | 0 | 0 |  | 126 |  |  | 18 | 23 | 1 | 2 | 5 | 13
|  | Mass1 | 1 | 1 | 1 | 1 | 1 | 1 | 1 | 1 | 1 | 1 | 1 | 1 |  | 125 |  |  | 21 | 26 | 1 | 2 | 5 | 16
|  | Mass2 | 0 | 0 | 0 | 0 | 0 | 0 | 0 | 0 | 0 | 0 | 0 | 0 |  | 126 |  |  | 21 | 26 | 1 | 2 | 5 | 16
|  | MW1 | 162 | 162 | 162 | 162 | 162 | 162 | 162 | 162 | 162 | 162 | 162 | 162
|  | MW2 | 0 | 0 | 0 | 0 | 0 | 0 | 0 | 0 | 0 | 0 | 0 | 0
|  | MolT | 162 | 162 | 162 | 162 | 162 | 162 | 162 | 162 | 162 | 162 | 162 | 162
|  | x1 | 1 | 1 | 1 | 1 | 1 | 1 | 1 | 1 | 1 | 1 | 1 | 1
|  | x2 | 0 | 0 | 0 | 0 | 0 | 0 | 0 | 0 | 0 | 0 | 0 | 0
|  | ρ1 | 7 | 7 | 7 | 7 | 7 | 7 | 7 | 7 | 7 | 7 | 7 | 7
|  | ρ2 | 0 | 0 | 0 | 0 | 0 | 0 | 0 | 0 | 0 | 0 | 0 | 0
|  | ρTotal | 7 | 7 | 7 | 7 | 7 | 7 | 7 | 7 | 7 | 7 | 7 | 7
FX - 64 | Portland | Comp1 | Jet kerosene | Jet kerosene | Jet kerosene | Jet kerosene | Jet kerosene | Jet kerosene | Jet kerosene | Jet kerosene | Jet kerosene | Jet kerosene | Jet kerosene | Jet kerosene |  | 127 | 1 | 3 | 17 | 22 | 1 | 2 | 5 | 12
|  | Comp2 | 0 | 0 | 0 | 0 | 0 | 0 | 0 | 0 | 0 | 0 | 0 | 0 |  | 128 |  |  | 17 | 22 | 1 | 2 | 5 | 12
|  | Type1 | Select Pet Stock | Select Pet Stock | Select Pet Stock | Select Pet Stock | Select Pet Stock | Select Pet Stock | Select Pet Stock | Select Pet Stock | Select Pet Stock | Select Pet Stock | Select Pet Stock | Select Pet Stock |  | 127 |  |  | 18 | 23 | 1 | 2 | 5 | 13
|  | Type2 | 0 | 0 | 0 | 0 | 0 | 0 | 0 | 0 | 0 | 0 | 0 | 0 |  | 128 |  |  | 18 | 23 | 1 | 2 | 5 | 13
|  | Mass1 | 1 | 1 | 1 | 1 | 1 | 1 | 1 | 1 | 1 | 1 | 1 | 1 |  | 127 |  |  | 21 | 26 | 1 | 2 | 5 | 16
|  | Mass2 | 0 | 0 | 0 | 0 | 0 | 0 | 0 | 0 | 0 | 0 | 0 | 0 |  | 128 |  |  | 21 | 26 | 1 | 2 | 5 | 16
|  | MW1 | 162 | 162 | 162 | 162 | 162 | 162 | 162 | 162 | 162 | 162 | 162 | 162
|  | MW2 | 0 | 0 | 0 | 0 | 0 | 0 | 0 | 0 | 0 | 0 | 0 | 0
|  | MolT | 162 | 162 | 162 | 162 | 162 | 162 | 162 | 162 | 162 | 162 | 162 | 162
|  | x1 | 1 | 1 | 1 | 1 | 1 | 1 | 1 | 1 | 1 | 1 | 1 | 1
|  | x2 | 0 | 0 | 0 | 0 | 0 | 0 | 0 | 0 | 0 | 0 | 0 | 0
|  | ρ1 | 7 | 7 | 7 | 7 | 7 | 7 | 7 | 7 | 7 | 7 | 7 | 7
|  | ρ2 | 0 | 0 | 0 | 0 | 0 | 0 | 0 | 0 | 0 | 0 | 0 | 0
|  | ρTotal | 7 | 7 | 7 | 7 | 7 | 7 | 7 | 7 | 7 | 7 | 7 | 7
FX - 65 | Portland | Comp1 | Jet kerosene | Jet kerosene | Jet kerosene | Jet kerosene | Jet kerosene | Jet kerosene | Jet kerosene | Jet kerosene | Jet kerosene | Jet kerosene | Jet kerosene | Jet kerosene |  | 129 | 1 | 3 | 17 | 22 | 1 | 2 | 5 | 12
|  | Comp2 | 0 | 0 | 0 | 0 | 0 | 0 | 0 | 0 | 0 | 0 | 0 | 0 |  | 130 |  |  | 17 | 22 | 1 | 2 | 5 | 12
|  | Type1 | Select Pet Stock | Select Pet Stock | Select Pet Stock | Select Pet Stock | Select Pet Stock | Select Pet Stock | Select Pet Stock | Select Pet Stock | Select Pet Stock | Select Pet Stock | Select Pet Stock | Select Pet Stock |  | 129 |  |  | 18 | 23 | 1 | 2 | 5 | 13
|  | Type2 | 0 | 0 | 0 | 0 | 0 | 0 | 0 | 0 | 0 | 0 | 0 | 0 |  | 130 |  |  | 18 | 23 | 1 | 2 | 5 | 13
|  | Mass1 | 1 | 1 | 1 | 1 | 1 | 1 | 1 | 1 | 1 | 1 | 1 | 1 |  | 129 |  |  | 21 | 26 | 1 | 2 | 5 | 16
|  | Mass2 | 0 | 0 | 0 | 0 | 0 | 0 | 0 | 0 | 0 | 0 | 0 | 0 |  | 130 |  |  | 21 | 26 | 1 | 2 | 5 | 16
|  | MW1 | 162 | 162 | 162 | 162 | 162 | 162 | 162 | 162 | 162 | 162 | 162 | 162
|  | MW2 | 0 | 0 | 0 | 0 | 0 | 0 | 0 | 0 | 0 | 0 | 0 | 0
|  | MolT | 162 | 162 | 162 | 162 | 162 | 162 | 162 | 162 | 162 | 162 | 162 | 162
|  | x1 | 1 | 1 | 1 | 1 | 1 | 1 | 1 | 1 | 1 | 1 | 1 | 1
|  | x2 | 0 | 0 | 0 | 0 | 0 | 0 | 0 | 0 | 0 | 0 | 0 | 0
|  | ρ1 | 7 | 7 | 7 | 7 | 7 | 7 | 7 | 7 | 7 | 7 | 7 | 7
|  | ρ2 | 0 | 0 | 0 | 0 | 0 | 0 | 0 | 0 | 0 | 0 | 0 | 0
|  | ρTotal | 7 | 7 | 7 | 7 | 7 | 7 | 7 | 7 | 7 | 7 | 7 | 7
FX - 66 | Portland | Comp1 | Jet kerosene | Jet kerosene | Jet kerosene | Jet kerosene | Jet kerosene | Jet kerosene | Jet kerosene | Jet kerosene | Jet kerosene | Jet kerosene | Jet kerosene | Jet kerosene |  | 131 | 1 | 3 | 17 | 22 | 1 | 2 | 5 | 12
|  | Comp2 | 0 | 0 | 0 | 0 | 0 | 0 | 0 | 0 | 0 | 0 | 0 | 0 |  | 132 |  |  | 17 | 22 | 1 | 2 | 5 | 12
|  | Type1 | Select Pet Stock | Select Pet Stock | Select Pet Stock | Select Pet Stock | Select Pet Stock | Select Pet Stock | Select Pet Stock | Select Pet Stock | Select Pet Stock | Select Pet Stock | Select Pet Stock | Select Pet Stock |  | 131 |  |  | 18 | 23 | 1 | 2 | 5 | 13
|  | Type2 | 0 | 0 | 0 | 0 | 0 | 0 | 0 | 0 | 0 | 0 | 0 | 0 |  | 132 |  |  | 18 | 23 | 1 | 2 | 5 | 13
|  | Mass1 | 1 | 1 | 1 | 1 | 1 | 1 | 1 | 1 | 1 | 1 | 1 | 1 |  | 131 |  |  | 21 | 26 | 1 | 2 | 5 | 16
|  | Mass2 | 0 | 0 | 0 | 0 | 0 | 0 | 0 | 0 | 0 | 0 | 0 | 0 |  | 132 |  |  | 21 | 26 | 1 | 2 | 5 | 16
|  | MW1 | 162 | 162 | 162 | 162 | 162 | 162 | 162 | 162 | 162 | 162 | 162 | 162
|  | MW2 | 0 | 0 | 0 | 0 | 0 | 0 | 0 | 0 | 0 | 0 | 0 | 0
|  | MolT | 162 | 162 | 162 | 162 | 162 | 162 | 162 | 162 | 162 | 162 | 162 | 162
|  | x1 | 1 | 1 | 1 | 1 | 1 | 1 | 1 | 1 | 1 | 1 | 1 | 1
|  | x2 | 0 | 0 | 0 | 0 | 0 | 0 | 0 | 0 | 0 | 0 | 0 | 0
|  | ρ1 | 7 | 7 | 7 | 7 | 7 | 7 | 7 | 7 | 7 | 7 | 7 | 7
|  | ρ2 | 0 | 0 | 0 | 0 | 0 | 0 | 0 | 0 | 0 | 0 | 0 | 0
|  | ρTotal | 7 | 7 | 7 | 7 | 7 | 7 | 7 | 7 | 7 | 7 | 7 | 7
FX - 67 | Portland | Comp1 | Jet kerosene | Jet kerosene | Jet kerosene | Jet kerosene | Jet kerosene | Jet kerosene | Jet kerosene | Jet kerosene | Jet kerosene | Jet kerosene | Jet kerosene | Jet kerosene |  | 133 | 1 | 3 | 17 | 22 | 1 | 2 | 5 | 12
|  | Comp2 | 0 | 0 | 0 | 0 | 0 | 0 | 0 | 0 | 0 | 0 | 0 | 0 |  | 134 |  |  | 17 | 22 | 1 | 2 | 5 | 12
|  | Type1 | Select Pet Stock | Select Pet Stock | Select Pet Stock | Select Pet Stock | Select Pet Stock | Select Pet Stock | Select Pet Stock | Select Pet Stock | Select Pet Stock | Select Pet Stock | Select Pet Stock | Select Pet Stock |  | 133 |  |  | 18 | 23 | 1 | 2 | 5 | 13
|  | Type2 | 0 | 0 | 0 | 0 | 0 | 0 | 0 | 0 | 0 | 0 | 0 | 0 |  | 134 |  |  | 18 | 23 | 1 | 2 | 5 | 13
|  | Mass1 | 1 | 1 | 1 | 1 | 1 | 1 | 1 | 1 | 1 | 1 | 1 | 1 |  | 133 |  |  | 21 | 26 | 1 | 2 | 5 | 16
|  | Mass2 | 0 | 0 | 0 | 0 | 0 | 0 | 0 | 0 | 0 | 0 | 0 | 0 |  | 134 |  |  | 21 | 26 | 1 | 2 | 5 | 16
|  | MW1 | 162 | 162 | 162 | 162 | 162 | 162 | 162 | 162 | 162 | 162 | 162 | 162
|  | MW2 | 0 | 0 | 0 | 0 | 0 | 0 | 0 | 0 | 0 | 0 | 0 | 0
|  | MolT | 162 | 162 | 162 | 162 | 162 | 162 | 162 | 162 | 162 | 162 | 162 | 162
|  | x1 | 1 | 1 | 1 | 1 | 1 | 1 | 1 | 1 | 1 | 1 | 1 | 1
|  | x2 | 0 | 0 | 0 | 0 | 0 | 0 | 0 | 0 | 0 | 0 | 0 | 0
|  | ρ1 | 7 | 7 | 7 | 7 | 7 | 7 | 7 | 7 | 7 | 7 | 7 | 7
|  | ρ2 | 0 | 0 | 0 | 0 | 0 | 0 | 0 | 0 | 0 | 0 | 0 | 0
|  | ρTotal | 7 | 7 | 7 | 7 | 7 | 7 | 7 | 7 | 7 | 7 | 7 | 7

## Fixed Vapor Press
Fixed Roof Temps
|  | Month # | 1 | 2 | 3 | 4 | 5 | 6 | 7 | 8 | 9 | 10 | 11 | 12 |  | FX_Input Row | FX_Input Column | [10 empty] | FX_Multi Column | FX_Multi Row | FX_Temp Column | FX_Temp Row
Spread Sheet Tank # | Location | Variable/Calculation | January | February | March | April | May | June | July | August | September | October | November | December |  |  | Tank# | Loc | RVP | S | Jan | Feb | x1 | x2 | Slope | Intercept | Other
FX - 1 | Portland | PA | 14.7 | 14.7 | 14.7 | 14.7 | 14.7 | 14.7 | 14.7 | 14.7 | 14.7 | 14.7 | 14.7 | 14.7 | 1 | 1 | 1 | 3 | 1 | 19 | 20 | 25 | 1 | 2 | 5 | 15 |  |  | 1 |  | 1
| Portland | PBP | 0.03 | 0.03 | 0.03 | 0.03 | 0.03 | 0.03 | 0.03 | 0.03 | 0.03 | 0.03 | 0.03 | 0.03 | 2 | [11 empty] | 15
| Portland | PBV | -0.03 | -0.03 | -0.03 | -0.03 | -0.03 | -0.03 | -0.03 | -0.03 | -0.03 | -0.03 | -0.03 | -0.03 | 3 | [11 empty] | 16
| Portland | Comp 1 Name | Jet kerosene | Jet kerosene | Jet kerosene | Jet kerosene | Jet kerosene | Jet kerosene | Jet kerosene | Jet kerosene | Jet kerosene | Jet kerosene | Jet kerosene | Jet kerosene | 4 | [12 empty] | 1 | 1 | 1 | 1
| Portland | Comp 1 Type | Select Pet Stock | Select Pet Stock | Select Pet Stock | Select Pet Stock | Select Pet Stock | Select Pet Stock | Select Pet Stock | Select Pet Stock | Select Pet Stock | Select Pet Stock | Select Pet Stock | Select Pet Stock | 5 | [12 empty] | 1 | 3 | 1 | 4
| Portland | Comp 2 Name | 0 | 0 | 0 | 0 | 0 | 0 | 0 | 0 | 0 | 0 | 0 | 0 | 6 | [12 empty] | 1 | 2 | 1 | 2
| Portland | Comp 2 Type | 0 | 0 | 0 | 0 | 0 | 0 | 0 | 0 | 0 | 0 | 0 | 0 | 7 | [12 empty] | 1 | 4 | 1 | 4
| Portland | x1 | 1 | 1 | 1 | 1 | 1 | 1 | 1 | 1 | 1 | 1 | 1 | 1 | 8 | [12 empty] | 1 | 10 | 1 | 10
| Portland | MW1 | 162 | 162 | 162 | 162 | 162 | 162 | 162 | 162 | 162 | 162 | 162 | 162 | 9 | [12 empty] | 1 | 7 | 1 | 7
| Portland | x2 | 0 | 0 | 0 | 0 | 0 | 0 | 0 | 0 | 0 | 0 | 0 | 0 | 10 | [12 empty] | 1 | 11 | 1 | 11
| Portland | MW2 | 0 | 0 | 0 | 0 | 0 | 0 | 0 | 0 | 0 | 0 | 0 | 0 | 11 | [12 empty] | 1 | 8 | 1 | 8
| Portland | TLN | 42.4031 | 43.08 | 44.9509 | 48.0484 | 53.1029 | 57.2159 | 60.8136 | 60.7164 | 57.3532 | 50.9476 | 45.3247 | 42.1134 | 12 | [14 empty] | 1 | 11
| Portland | TLX | 46.5631 | 48.36 | 50.2309 | 53.4084 | 58.4229 | 62.2159 | 65.8936 | 66.1564 | 63.9132 | 56.8276 | 50.2047 | 46.1134 | 13 | [14 empty] | 1 | 12
| Portland | TLA | 44.7489 | 46.185 | 48.2706 | 51.6987 | 56.9541 | 60.9768 | 64.6773 | 64.5927 | 61.5601 | 54.4518 | 48.0677 | 44.3475 | 14 | [14 empty] | 1 | 14
| Portland | PVN1 | 0.0044954 | 0.0046044 | 0.004918 | 0.005479 | 0.006517 | 0.0074863 | 0.0084365 | 0.0084094 | 0.0075207 | 0.0060548 | 0.0049829 | 0.0044494 | 15
| Portland | x1PVN1 | 0.0044954 | 0.0046044 | 0.004918 | 0.005479 | 0.006517 | 0.0074863 | 0.0084365 | 0.0084094 | 0.0075207 | 0.0060548 | 0.0049829 | 0.0044494 | 16
| Portland | PVN2 | 0 | 0 | 0 | 0 | 0 | 0 | 0 | 0 | 0 | 0 | 0 | 0 | 17
| Portland | x2PVN2 | 0 | 0 | 0 | 0 | 0 | 0 | 0 | 0 | 0 | 0 | 0 | 0 | 18
| Portland | PVNT | 0.0044954 | 0.0046044 | 0.004918 | 0.005479 | 0.006517 | 0.0074863 | 0.0084365 | 0.0084094 | 0.0075207 | 0.0060548 | 0.0049829 | 0.0044494 | 19
| Portland | PVX1 | 0.0052033 | 0.0055385 | 0.0059077 | 0.0065849 | 0.0077939 | 0.0088347 | 0.0099592 | 0.010044 | 0.0093389 | 0.0073896 | 0.0059024 | 0.0051223 | 20
| Portland | x1PVX1 | 0.0052033 | 0.0055385 | 0.0059077 | 0.0065849 | 0.0077939 | 0.0088347 | 0.0099592 | 0.010044 | 0.0093389 | 0.0073896 | 0.0059024 | 0.0051223 | 21
| Portland | PVX2 | 0 | 0 | 0 | 0 | 0 | 0 | 0 | 0 | 0 | 0 | 0 | 0 | 22
| Portland | x2PVX2 | 0 | 0 | 0 | 0 | 0 | 0 | 0 | 0 | 0 | 0 | 0 | 0 | 23
| Portland | PVXT | 0.0052033 | 0.0055385 | 0.0059077 | 0.0065849 | 0.0077939 | 0.0088347 | 0.0099592 | 0.010044 | 0.0093389 | 0.0073896 | 0.0059024 | 0.0051223 | 24
| Portland | PVA1 | 0.0048833 | 0.0051351 | 0.0055214 | 0.0062125 | 0.007421 | 0.008482 | 0.0095741 | 0.0095478 | 0.0086465 | 0.0068218 | 0.0054827 | 0.0048148 | 25
| Portland | x1PVA1 | 0.0048833 | 0.0051351 | 0.0055214 | 0.0062125 | 0.007421 | 0.008482 | 0.0095741 | 0.0095478 | 0.0086465 | 0.0068218 | 0.0054827 | 0.0048148 | 26
| Portland | PVA2 | 0 | 0 | 0 | 0 | 0 | 0 | 0 | 0 | 0 | 0 | 0 | 0 | 27
| Portland | x2PVA2 | 0 | 0 | 0 | 0 | 0 | 0 | 0 | 0 | 0 | 0 | 0 | 0 | 28
| Portland | PVAT | 0.0048833 | 0.0051351 | 0.0055214 | 0.0062125 | 0.007421 | 0.008482 | 0.0095741 | 0.0095478 | 0.0086465 | 0.0068218 | 0.0054827 | 0.0048148 | 29
| Portland | y1 | 1 | 1 | 1 | 1 | 1 | 1 | 1 | 1 | 1 | 1 | 1 | 1 | 30
| Portland | MWV1 | 130 | 130 | 130 | 130 | 130 | 130 | 130 | 130 | 130 | 130 | 130 | 130 | 31
| Portland | y2 | 0 | 0 | 0 | 0 | 0 | 0 | 0 | 0 | 0 | 0 | 0 | 0 | 32
| Portland | MWV2 | 0 | 0 | 0 | 0 | 0 | 0 | 0 | 0 | 0 | 0 | 0 | 0 | 33
| Portland | MWVT | 130 | 130 | 130 | 130 | 130 | 130 | 130 | 130 | 130 | 130 | 130 | 130 | 34
FX - 2 | Portland | PA | 14.7 | 14.7 | 14.7 | 14.7 | 14.7 | 14.7 | 14.7 | 14.7 | 14.7 | 14.7 | 14.7 | 14.7 |  | 3 | 1 | 3 | 1 | 19 | 20 | 25 | 1 | 2 | 5 | 15 |  |  | 15 |  | 15
| Portland | PBP | 0.03 | 0.03 | 0.03 | 0.03 | 0.03 | 0.03 | 0.03 | 0.03 | 0.03 | 0.03 | 0.03 | 0.03 | [12 empty] | 15
| Portland | PBV | -0.03 | -0.03 | -0.03 | -0.03 | -0.03 | -0.03 | -0.03 | -0.03 | -0.03 | -0.03 | -0.03 | -0.03 | [12 empty] | 16
| Portland | Comp 1 Name | Jet kerosene | Jet kerosene | Jet kerosene | Jet kerosene | Jet kerosene | Jet kerosene | Jet kerosene | Jet kerosene | Jet kerosene | Jet kerosene | Jet kerosene | Jet kerosene | [13 empty] | 1 | 15 | 1 | 15
| Portland | Comp 1 Type | Select Pet Stock | Select Pet Stock | Select Pet Stock | Select Pet Stock | Select Pet Stock | Select Pet Stock | Select Pet Stock | Select Pet Stock | Select Pet Stock | Select Pet Stock | Select Pet Stock | Select Pet Stock | [13 empty] | 1 | 17 | 1 | 18
| Portland | Comp 2 Name | 0 | 0 | 0 | 0 | 0 | 0 | 0 | 0 | 0 | 0 | 0 | 0 | [13 empty] | 1 | 16 | 1 | 16
| Portland | Comp 2 Type | 0 | 0 | 0 | 0 | 0 | 0 | 0 | 0 | 0 | 0 | 0 | 0 | [13 empty] | 1 | 18 | 1 | 18
| Portland | x1 | 1 | 1 | 1 | 1 | 1 | 1 | 1 | 1 | 1 | 1 | 1 | 1 | [13 empty] | 1 | 24 | 1 | 24
| Portland | MW1 | 162 | 162 | 162 | 162 | 162 | 162 | 162 | 162 | 162 | 162 | 162 | 162 | [13 empty] | 1 | 21 | 1 | 21
| Portland | x2 | 0 | 0 | 0 | 0 | 0 | 0 | 0 | 0 | 0 | 0 | 0 | 0 | [13 empty] | 1 | 25 | 1 | 25
| Portland | MW2 | 0 | 0 | 0 | 0 | 0 | 0 | 0 | 0 | 0 | 0 | 0 | 0 | [13 empty] | 1 | 22 | 1 | 22
| Portland | TLN | 42.4031 | 43.08 | 44.9509 | 48.0484 | 53.1029 | 57.2159 | 60.8136 | 60.7164 | 57.3532 | 50.9476 | 45.3247 | 42.1134 | [15 empty] | 1 | 25
| Portland | TLX | 46.5631 | 48.36 | 50.2309 | 53.4084 | 58.4229 | 62.2159 | 65.8936 | 66.1564 | 63.9132 | 56.8276 | 50.2047 | 46.1134 | [15 empty] | 1 | 26
| Portland | TLA | 44.7489 | 46.185 | 48.2706 | 51.6987 | 56.9541 | 60.9768 | 64.6773 | 64.5927 | 61.5601 | 54.4518 | 48.0677 | 44.3475 | [15 empty] | 1 | 28
| Portland | PVN1 | 0.0044954 | 0.0046044 | 0.004918 | 0.005479 | 0.006517 | 0.0074863 | 0.0084365 | 0.0084094 | 0.0075207 | 0.0060548 | 0.0049829 | 0.0044494
| Portland | x1PVN1 | 0.0044954 | 0.0046044 | 0.004918 | 0.005479 | 0.006517 | 0.0074863 | 0.0084365 | 0.0084094 | 0.0075207 | 0.0060548 | 0.0049829 | 0.0044494
| Portland | PVN2 | 0 | 0 | 0 | 0 | 0 | 0 | 0 | 0 | 0 | 0 | 0 | 0
| Portland | x2PVN2 | 0 | 0 | 0 | 0 | 0 | 0 | 0 | 0 | 0 | 0 | 0 | 0
| Portland | PVNT | 0.0044954 | 0.0046044 | 0.004918 | 0.005479 | 0.006517 | 0.0074863 | 0.0084365 | 0.0084094 | 0.0075207 | 0.0060548 | 0.0049829 | 0.0044494
| Portland | PVX1 | 0.0052033 | 0.0055385 | 0.0059077 | 0.0065849 | 0.0077939 | 0.0088347 | 0.0099592 | 0.010044 | 0.0093389 | 0.0073896 | 0.0059024 | 0.0051223
| Portland | x1PVX1 | 0.0052033 | 0.0055385 | 0.0059077 | 0.0065849 | 0.0077939 | 0.0088347 | 0.0099592 | 0.010044 | 0.0093389 | 0.0073896 | 0.0059024 | 0.0051223
| Portland | PVX2 | 0 | 0 | 0 | 0 | 0 | 0 | 0 | 0 | 0 | 0 | 0 | 0
| Portland | x2PVX2 | 0 | 0 | 0 | 0 | 0 | 0 | 0 | 0 | 0 | 0 | 0 | 0
| Portland | PVXT | 0.0052033 | 0.0055385 | 0.0059077 | 0.0065849 | 0.0077939 | 0.0088347 | 0.0099592 | 0.010044 | 0.0093389 | 0.0073896 | 0.0059024 | 0.0051223
| Portland | PVA1 | 0.0048833 | 0.0051351 | 0.0055214 | 0.0062125 | 0.007421 | 0.008482 | 0.0095741 | 0.0095478 | 0.0086465 | 0.0068218 | 0.0054827 | 0.0048148
| Portland | x1PVA1 | 0.0048833 | 0.0051351 | 0.0055214 | 0.0062125 | 0.007421 | 0.008482 | 0.0095741 | 0.0095478 | 0.0086465 | 0.0068218 | 0.0054827 | 0.0048148
| Portland | PVA2 | 0 | 0 | 0 | 0 | 0 | 0 | 0 | 0 | 0 | 0 | 0 | 0
| Portland | x2PVA2 | 0 | 0 | 0 | 0 | 0 | 0 | 0 | 0 | 0 | 0 | 0 | 0
| Portland | PVAT | 0.0048833 | 0.0051351 | 0.0055214 | 0.0062125 | 0.007421 | 0.008482 | 0.0095741 | 0.0095478 | 0.0086465 | 0.0068218 | 0.0054827 | 0.0048148
| Portland | y1 | 1 | 1 | 1 | 1 | 1 | 1 | 1 | 1 | 1 | 1 | 1 | 1
| Portland | MWV1 | 130 | 130 | 130 | 130 | 130 | 130 | 130 | 130 | 130 | 130 | 130 | 130
| Portland | y2 | 0 | 0 | 0 | 0 | 0 | 0 | 0 | 0 | 0 | 0 | 0 | 0
| Portland | MWV2 | 0 | 0 | 0 | 0 | 0 | 0 | 0 | 0 | 0 | 0 | 0 | 0
| Portland | MWVT | 130 | 130 | 130 | 130 | 130 | 130 | 130 | 130 | 130 | 130 | 130 | 130
FX - 3 | Portland | PA | 14.7 | 14.7 | 14.7 | 14.7 | 14.7 | 14.7 | 14.7 | 14.7 | 14.7 | 14.7 | 14.7 | 14.7 |  | 5 | 1 | 3 | 1 | 19 | 20 | 25 | 1 | 2 | 5 | 15 |  |  | 29 |  | 29
| Portland | PBP | 0.03 | 0.03 | 0.03 | 0.03 | 0.03 | 0.03 | 0.03 | 0.03 | 0.03 | 0.03 | 0.03 | 0.03 | [12 empty] | 15
| Portland | PBV | -0.03 | -0.03 | -0.03 | -0.03 | -0.03 | -0.03 | -0.03 | -0.03 | -0.03 | -0.03 | -0.03 | -0.03 | [12 empty] | 16
| Portland | Comp 1 Name | Jet kerosene | Jet kerosene | Jet kerosene | Jet kerosene | Jet kerosene | Jet kerosene | Jet kerosene | Jet kerosene | Jet kerosene | Jet kerosene | Jet kerosene | Jet kerosene | [13 empty] | 1 | 29 | 1 | 29
| Portland | Comp 1 Type | Select Pet Stock | Select Pet Stock | Select Pet Stock | Select Pet Stock | Select Pet Stock | Select Pet Stock | Select Pet Stock | Select Pet Stock | Select Pet Stock | Select Pet Stock | Select Pet Stock | Select Pet Stock | [13 empty] | 1 | 31 | 1 | 32
| Portland | Comp 2 Name | 0 | 0 | 0 | 0 | 0 | 0 | 0 | 0 | 0 | 0 | 0 | 0 | [13 empty] | 1 | 30 | 1 | 30
| Portland | Comp 2 Type | 0 | 0 | 0 | 0 | 0 | 0 | 0 | 0 | 0 | 0 | 0 | 0 | [13 empty] | 1 | 32 | 1 | 32
| Portland | x1 | 1 | 1 | 1 | 1 | 1 | 1 | 1 | 1 | 1 | 1 | 1 | 1 | [13 empty] | 1 | 38 | 1 | 38
| Portland | MW1 | 162 | 162 | 162 | 162 | 162 | 162 | 162 | 162 | 162 | 162 | 162 | 162 | [13 empty] | 1 | 35 | 1 | 35
| Portland | x2 | 0 | 0 | 0 | 0 | 0 | 0 | 0 | 0 | 0 | 0 | 0 | 0 | [13 empty] | 1 | 39 | 1 | 39
| Portland | MW2 | 0 | 0 | 0 | 0 | 0 | 0 | 0 | 0 | 0 | 0 | 0 | 0 | [13 empty] | 1 | 36 | 1 | 36
| Portland | TLN | 42.4031 | 43.08 | 44.9509 | 48.0484 | 53.1029 | 57.2159 | 60.8136 | 60.7164 | 57.3532 | 50.9476 | 45.3247 | 42.1134 | [15 empty] | 1 | 39
| Portland | TLX | 46.5631 | 48.36 | 50.2309 | 53.4084 | 58.4229 | 62.2159 | 65.8936 | 66.1564 | 63.9132 | 56.8276 | 50.2047 | 46.1134 | [15 empty] | 1 | 40
| Portland | TLA | 44.7489 | 46.185 | 48.2706 | 51.6987 | 56.9541 | 60.9768 | 64.6773 | 64.5927 | 61.5601 | 54.4518 | 48.0677 | 44.3475 | [15 empty] | 1 | 42
| Portland | PVN1 | 0.0044954 | 0.0046044 | 0.004918 | 0.005479 | 0.006517 | 0.0074863 | 0.0084365 | 0.0084094 | 0.0075207 | 0.0060548 | 0.0049829 | 0.0044494
| Portland | x1PVN1 | 0.0044954 | 0.0046044 | 0.004918 | 0.005479 | 0.006517 | 0.0074863 | 0.0084365 | 0.0084094 | 0.0075207 | 0.0060548 | 0.0049829 | 0.0044494
| Portland | PVN2 | 0 | 0 | 0 | 0 | 0 | 0 | 0 | 0 | 0 | 0 | 0 | 0
| Portland | x2PVN2 | 0 | 0 | 0 | 0 | 0 | 0 | 0 | 0 | 0 | 0 | 0 | 0
| Portland | PVNT | 0.0044954 | 0.0046044 | 0.004918 | 0.005479 | 0.006517 | 0.0074863 | 0.0084365 | 0.0084094 | 0.0075207 | 0.0060548 | 0.0049829 | 0.0044494
| Portland | PVX1 | 0.0052033 | 0.0055385 | 0.0059077 | 0.0065849 | 0.0077939 | 0.0088347 | 0.0099592 | 0.010044 | 0.0093389 | 0.0073896 | 0.0059024 | 0.0051223
| Portland | x1PVX1 | 0.0052033 | 0.0055385 | 0.0059077 | 0.0065849 | 0.0077939 | 0.0088347 | 0.0099592 | 0.010044 | 0.0093389 | 0.0073896 | 0.0059024 | 0.0051223
| Portland | PVX2 | 0 | 0 | 0 | 0 | 0 | 0 | 0 | 0 | 0 | 0 | 0 | 0
| Portland | x2PVX2 | 0 | 0 | 0 | 0 | 0 | 0 | 0 | 0 | 0 | 0 | 0 | 0
| Portland | PVXT | 0.0052033 | 0.0055385 | 0.0059077 | 0.0065849 | 0.0077939 | 0.0088347 | 0.0099592 | 0.010044 | 0.0093389 | 0.0073896 | 0.0059024 | 0.0051223
| Portland | PVA1 | 0.0048833 | 0.0051351 | 0.0055214 | 0.0062125 | 0.007421 | 0.008482 | 0.0095741 | 0.0095478 | 0.0086465 | 0.0068218 | 0.0054827 | 0.0048148
| Portland | x1PVA1 | 0.0048833 | 0.0051351 | 0.0055214 | 0.0062125 | 0.007421 | 0.008482 | 0.0095741 | 0.0095478 | 0.0086465 | 0.0068218 | 0.0054827 | 0.0048148
| Portland | PVA2 | 0 | 0 | 0 | 0 | 0 | 0 | 0 | 0 | 0 | 0 | 0 | 0
| Portland | x2PVA2 | 0 | 0 | 0 | 0 | 0 | 0 | 0 | 0 | 0 | 0 | 0 | 0
| Portland | PVAT | 0.0048833 | 0.0051351 | 0.0055214 | 0.0062125 | 0.007421 | 0.008482 | 0.0095741 | 0.0095478 | 0.0086465 | 0.0068218 | 0.0054827 | 0.0048148
| Portland | y1 | 1 | 1 | 1 | 1 | 1 | 1 | 1 | 1 | 1 | 1 | 1 | 1
| Portland | MWV1 | 130 | 130 | 130 | 130 | 130 | 130 | 130 | 130 | 130 | 130 | 130 | 130
| Portland | y2 | 0 | 0 | 0 | 0 | 0 | 0 | 0 | 0 | 0 | 0 | 0 | 0
| Portland | MWV2 | 0 | 0 | 0 | 0 | 0 | 0 | 0 | 0 | 0 | 0 | 0 | 0
| Portland | MWVT | 130 | 130 | 130 | 130 | 130 | 130 | 130 | 130 | 130 | 130 | 130 | 130
FX - 4 | Portland | PA | 14.7 | 14.7 | 14.7 | 14.7 | 14.7 | 14.7 | 14.7 | 14.7 | 14.7 | 14.7 | 14.7 | 14.7 |  | 7 | 1 | 3 | 1 | 19 | 20 | 25 | 1 | 2 | 5 | 15 |  |  | 43 |  | 43
| Portland | PBP | 0.03 | 0.03 | 0.03 | 0.03 | 0.03 | 0.03 | 0.03 | 0.03 | 0.03 | 0.03 | 0.03 | 0.03 | [12 empty] | 15
| Portland | PBV | -0.03 | -0.03 | -0.03 | -0.03 | -0.03 | -0.03 | -0.03 | -0.03 | -0.03 | -0.03 | -0.03 | -0.03 | [12 empty] | 16
| Portland | Comp 1 Name | Jet kerosene | Jet kerosene | Jet kerosene | Jet kerosene | Jet kerosene | Jet kerosene | Jet kerosene | Jet kerosene | Jet kerosene | Jet kerosene | Jet kerosene | Jet kerosene | [13 empty] | 1 | 43 | 1 | 43
| Portland | Comp 1 Type | Select Pet Stock | Select Pet Stock | Select Pet Stock | Select Pet Stock | Select Pet Stock | Select Pet Stock | Select Pet Stock | Select Pet Stock | Select Pet Stock | Select Pet Stock | Select Pet Stock | Select Pet Stock | [13 empty] | 1 | 45 | 1 | 46
| Portland | Comp 2 Name | 0 | 0 | 0 | 0 | 0 | 0 | 0 | 0 | 0 | 0 | 0 | 0 | [13 empty] | 1 | 44 | 1 | 44
| Portland | Comp 2 Type | 0 | 0 | 0 | 0 | 0 | 0 | 0 | 0 | 0 | 0 | 0 | 0 | [13 empty] | 1 | 46 | 1 | 46
| Portland | x1 | 1 | 1 | 1 | 1 | 1 | 1 | 1 | 1 | 1 | 1 | 1 | 1 | [13 empty] | 1 | 52 | 1 | 52
| Portland | MW1 | 162 | 162 | 162 | 162 | 162 | 162 | 162 | 162 | 162 | 162 | 162 | 162 | [13 empty] | 1 | 49 | 1 | 49
| Portland | x2 | 0 | 0 | 0 | 0 | 0 | 0 | 0 | 0 | 0 | 0 | 0 | 0 | [13 empty] | 1 | 53 | 1 | 53
| Portland | MW2 | 0 | 0 | 0 | 0 | 0 | 0 | 0 | 0 | 0 | 0 | 0 | 0 | [13 empty] | 1 | 50 | 1 | 50
| Portland | TLN | 43.9 | 44.7 | 46.1 | 48.6 | 53.15 | 56.95 | 60.45 | 60.9 | 58.6 | 52.65 | 47.1 | 43.6 | [15 empty] | 1 | 53
| Portland | TLX | 43.9 | 44.7 | 46.1 | 48.6 | 53.15 | 56.95 | 60.45 | 60.9 | 58.6 | 52.65 | 47.1 | 43.6 | [15 empty] | 1 | 54
| Portland | TLA | 43.9 | 44.7 | 46.1 | 48.6 | 53.15 | 56.95 | 60.45 | 60.9 | 58.6 | 52.65 | 47.1 | 43.6 | [15 empty] | 1 | 56
| Portland | PVN1 | 0.0047396 | 0.0048749 | 0.0051199 | 0.0055847 | 0.0065274 | 0.00742 | 0.0083358 | 0.0084605 | 0.00784 | 0.0064173 | 0.0053015 | 0.0046897
| Portland | x1PVN1 | 0.0047396 | 0.0048749 | 0.0051199 | 0.0055847 | 0.0065274 | 0.00742 | 0.0083358 | 0.0084605 | 0.00784 | 0.0064173 | 0.0053015 | 0.0046897
| Portland | PVN2 | 0 | 0 | 0 | 0 | 0 | 0 | 0 | 0 | 0 | 0 | 0 | 0
| Portland | x2PVN2 | 0 | 0 | 0 | 0 | 0 | 0 | 0 | 0 | 0 | 0 | 0 | 0
| Portland | PVNT | 0.0047396 | 0.0048749 | 0.0051199 | 0.0055847 | 0.0065274 | 0.00742 | 0.0083358 | 0.0084605 | 0.00784 | 0.0064173 | 0.0053015 | 0.0046897
| Portland | PVX1 | 0.0047396 | 0.0048749 | 0.0051199 | 0.0055847 | 0.0065274 | 0.00742 | 0.0083358 | 0.0084605 | 0.00784 | 0.0064173 | 0.0053015 | 0.0046897
| Portland | x1PVX1 | 0.0047396 | 0.0048749 | 0.0051199 | 0.0055847 | 0.0065274 | 0.00742 | 0.0083358 | 0.0084605 | 0.00784 | 0.0064173 | 0.0053015 | 0.0046897
| Portland | PVX2 | 0 | 0 | 0 | 0 | 0 | 0 | 0 | 0 | 0 | 0 | 0 | 0
| Portland | x2PVX2 | 0 | 0 | 0 | 0 | 0 | 0 | 0 | 0 | 0 | 0 | 0 | 0
| Portland | PVXT | 0.0047396 | 0.0048749 | 0.0051199 | 0.0055847 | 0.0065274 | 0.00742 | 0.0083358 | 0.0084605 | 0.00784 | 0.0064173 | 0.0053015 | 0.0046897
| Portland | PVA1 | 0.0047396 | 0.0048749 | 0.0051199 | 0.0055847 | 0.0065274 | 0.00742 | 0.0083358 | 0.0084605 | 0.00784 | 0.0064173 | 0.0053015 | 0.0046897
| Portland | x1PVA1 | 0.0047396 | 0.0048749 | 0.0051199 | 0.0055847 | 0.0065274 | 0.00742 | 0.0083358 | 0.0084605 | 0.00784 | 0.0064173 | 0.0053015 | 0.0046897
| Portland | PVA2 | 0 | 0 | 0 | 0 | 0 | 0 | 0 | 0 | 0 | 0 | 0 | 0
| Portland | x2PVA2 | 0 | 0 | 0 | 0 | 0 | 0 | 0 | 0 | 0 | 0 | 0 | 0
| Portland | PVAT | 0.0047396 | 0.0048749 | 0.0051199 | 0.0055847 | 0.0065274 | 0.00742 | 0.0083358 | 0.0084605 | 0.00784 | 0.0064173 | 0.0053015 | 0.0046897
| Portland | y1 | 1 | 1 | 1 | 1 | 1 | 1 | 1 | 1 | 1 | 1 | 1 | 1
| Portland | MWV1 | 130 | 130 | 130 | 130 | 130 | 130 | 130 | 130 | 130 | 130 | 130 | 130
| Portland | y2 | 0 | 0 | 0 | 0 | 0 | 0 | 0 | 0 | 0 | 0 | 0 | 0
| Portland | MWV2 | 0 | 0 | 0 | 0 | 0 | 0 | 0 | 0 | 0 | 0 | 0 | 0
| Portland | MWVT | 130 | 130 | 130 | 130 | 130 | 130 | 130 | 130 | 130 | 130 | 130 | 130
FX - 5 | Portland | PA | 14.7 | 14.7 | 14.7 | 14.7 | 14.7 | 14.7 | 14.7 | 14.7 | 14.7 | 14.7 | 14.7 | 14.7 |  | 9 | 1 | 3 | 1 | 19 | 20 | 25 | 1 | 2 | 5 | 15 |  |  | 57 |  | 57
| Portland | PBP | 0.03 | 0.03 | 0.03 | 0.03 | 0.03 | 0.03 | 0.03 | 0.03 | 0.03 | 0.03 | 0.03 | 0.03 | [12 empty] | 15
| Portland | PBV | -0.03 | -0.03 | -0.03 | -0.03 | -0.03 | -0.03 | -0.03 | -0.03 | -0.03 | -0.03 | -0.03 | -0.03 | [12 empty] | 16
| Portland | Comp 1 Name | Jet kerosene | Jet kerosene | Jet kerosene | Jet kerosene | Jet kerosene | Jet kerosene | Jet kerosene | Jet kerosene | Jet kerosene | Jet kerosene | Jet kerosene | Jet kerosene | [13 empty] | 1 | 57 | 1 | 57
| Portland | Comp 1 Type | Select Pet Stock | Select Pet Stock | Select Pet Stock | Select Pet Stock | Select Pet Stock | Select Pet Stock | Select Pet Stock | Select Pet Stock | Select Pet Stock | Select Pet Stock | Select Pet Stock | Select Pet Stock | [13 empty] | 1 | 59 | 1 | 60
| Portland | Comp 2 Name | 0 | 0 | 0 | 0 | 0 | 0 | 0 | 0 | 0 | 0 | 0 | 0 | [13 empty] | 1 | 58 | 1 | 58
| Portland | Comp 2 Type | 0 | 0 | 0 | 0 | 0 | 0 | 0 | 0 | 0 | 0 | 0 | 0 | [13 empty] | 1 | 60 | 1 | 60
| Portland | x1 | 1 | 1 | 1 | 1 | 1 | 1 | 1 | 1 | 1 | 1 | 1 | 1 | [13 empty] | 1 | 66 | 1 | 66
| Portland | MW1 | 162 | 162 | 162 | 162 | 162 | 162 | 162 | 162 | 162 | 162 | 162 | 162 | [13 empty] | 1 | 63 | 1 | 63
| Portland | x2 | 0 | 0 | 0 | 0 | 0 | 0 | 0 | 0 | 0 | 0 | 0 | 0 | [13 empty] | 1 | 67 | 1 | 67
| Portland | MW2 | 0 | 0 | 0 | 0 | 0 | 0 | 0 | 0 | 0 | 0 | 0 | 0 | [13 empty] | 1 | 64 | 1 | 64
| Portland | TLN | 43.9 | 44.7 | 46.1 | 48.6 | 53.15 | 56.95 | 60.45 | 60.9 | 58.6 | 52.65 | 47.1 | 43.6 | [15 empty] | 1 | 67
| Portland | TLX | 43.9 | 44.7 | 46.1 | 48.6 | 53.15 | 56.95 | 60.45 | 60.9 | 58.6 | 52.65 | 47.1 | 43.6 | [15 empty] | 1 | 68
| Portland | TLA | 43.9 | 44.7 | 46.1 | 48.6 | 53.15 | 56.95 | 60.45 | 60.9 | 58.6 | 52.65 | 47.1 | 43.6 | [15 empty] | 1 | 70
| Portland | PVN1 | 0.0047396 | 0.0048749 | 0.0051199 | 0.0055847 | 0.0065274 | 0.00742 | 0.0083358 | 0.0084605 | 0.00784 | 0.0064173 | 0.0053015 | 0.0046897
| Portland | x1PVN1 | 0.0047396 | 0.0048749 | 0.0051199 | 0.0055847 | 0.0065274 | 0.00742 | 0.0083358 | 0.0084605 | 0.00784 | 0.0064173 | 0.0053015 | 0.0046897
| Portland | PVN2 | 0 | 0 | 0 | 0 | 0 | 0 | 0 | 0 | 0 | 0 | 0 | 0
| Portland | x2PVN2 | 0 | 0 | 0 | 0 | 0 | 0 | 0 | 0 | 0 | 0 | 0 | 0
| Portland | PVNT | 0.0047396 | 0.0048749 | 0.0051199 | 0.0055847 | 0.0065274 | 0.00742 | 0.0083358 | 0.0084605 | 0.00784 | 0.0064173 | 0.0053015 | 0.0046897
| Portland | PVX1 | 0.0047396 | 0.0048749 | 0.0051199 | 0.0055847 | 0.0065274 | 0.00742 | 0.0083358 | 0.0084605 | 0.00784 | 0.0064173 | 0.0053015 | 0.0046897
| Portland | x1PVX1 | 0.0047396 | 0.0048749 | 0.0051199 | 0.0055847 | 0.0065274 | 0.00742 | 0.0083358 | 0.0084605 | 0.00784 | 0.0064173 | 0.0053015 | 0.0046897
| Portland | PVX2 | 0 | 0 | 0 | 0 | 0 | 0 | 0 | 0 | 0 | 0 | 0 | 0
| Portland | x2PVX2 | 0 | 0 | 0 | 0 | 0 | 0 | 0 | 0 | 0 | 0 | 0 | 0
| Portland | PVXT | 0.0047396 | 0.0048749 | 0.0051199 | 0.0055847 | 0.0065274 | 0.00742 | 0.0083358 | 0.0084605 | 0.00784 | 0.0064173 | 0.0053015 | 0.0046897
| Portland | PVA1 | 0.0047396 | 0.0048749 | 0.0051199 | 0.0055847 | 0.0065274 | 0.00742 | 0.0083358 | 0.0084605 | 0.00784 | 0.0064173 | 0.0053015 | 0.0046897
| Portland | x1PVA1 | 0.0047396 | 0.0048749 | 0.0051199 | 0.0055847 | 0.0065274 | 0.00742 | 0.0083358 | 0.0084605 | 0.00784 | 0.0064173 | 0.0053015 | 0.0046897
| Portland | PVA2 | 0 | 0 | 0 | 0 | 0 | 0 | 0 | 0 | 0 | 0 | 0 | 0
| Portland | x2PVA2 | 0 | 0 | 0 | 0 | 0 | 0 | 0 | 0 | 0 | 0 | 0 | 0
| Portland | PVAT | 0.0047396 | 0.0048749 | 0.0051199 | 0.0055847 | 0.0065274 | 0.00742 | 0.0083358 | 0.0084605 | 0.00784 | 0.0064173 | 0.0053015 | 0.0046897
| Portland | y1 | 1 | 1 | 1 | 1 | 1 | 1 | 1 | 1 | 1 | 1 | 1 | 1
| Portland | MWV1 | 130 | 130 | 130 | 130 | 130 | 130 | 130 | 130 | 130 | 130 | 130 | 130
| Portland | y2 | 0 | 0 | 0 | 0 | 0 | 0 | 0 | 0 | 0 | 0 | 0 | 0
| Portland | MWV2 | 0 | 0 | 0 | 0 | 0 | 0 | 0 | 0 | 0 | 0 | 0 | 0
| Portland | MWVT | 130 | 130 | 130 | 130 | 130 | 130 | 130 | 130 | 130 | 130 | 130 | 130
FX - 6 | Portland | PA | 14.7 | 14.7 | 14.7 | 14.7 | 14.7 | 14.7 | 14.7 | 14.7 | 14.7 | 14.7 | 14.7 | 14.7 |  | 11 | 1 | 3 | 1 | 19 | 20 | 25 | 1 | 2 | 5 | 15 |  |  | 71 |  | 71
| Portland | PBP | 0.03 | 0.03 | 0.03 | 0.03 | 0.03 | 0.03 | 0.03 | 0.03 | 0.03 | 0.03 | 0.03 | 0.03 | [12 empty] | 15
| Portland | PBV | -0.03 | -0.03 | -0.03 | -0.03 | -0.03 | -0.03 | -0.03 | -0.03 | -0.03 | -0.03 | -0.03 | -0.03 | [12 empty] | 16
| Portland | Comp 1 Name | Jet kerosene | Jet kerosene | Jet kerosene | Jet kerosene | Jet kerosene | Jet kerosene | Jet kerosene | Jet kerosene | Jet kerosene | Jet kerosene | Jet kerosene | Jet kerosene | [13 empty] | 1 | 71 | 1 | 71
| Portland | Comp 1 Type | Select Pet Stock | Select Pet Stock | Select Pet Stock | Select Pet Stock | Select Pet Stock | Select Pet Stock | Select Pet Stock | Select Pet Stock | Select Pet Stock | Select Pet Stock | Select Pet Stock | Select Pet Stock | [13 empty] | 1 | 73 | 1 | 74
| Portland | Comp 2 Name | 0 | 0 | 0 | 0 | 0 | 0 | 0 | 0 | 0 | 0 | 0 | 0 | [13 empty] | 1 | 72 | 1 | 72
| Portland | Comp 2 Type | 0 | 0 | 0 | 0 | 0 | 0 | 0 | 0 | 0 | 0 | 0 | 0 | [13 empty] | 1 | 74 | 1 | 74
| Portland | x1 | 1 | 1 | 1 | 1 | 1 | 1 | 1 | 1 | 1 | 1 | 1 | 1 | [13 empty] | 1 | 80 | 1 | 80
| Portland | MW1 | 162 | 162 | 162 | 162 | 162 | 162 | 162 | 162 | 162 | 162 | 162 | 162 | [13 empty] | 1 | 77 | 1 | 77
| Portland | x2 | 0 | 0 | 0 | 0 | 0 | 0 | 0 | 0 | 0 | 0 | 0 | 0 | [13 empty] | 1 | 81 | 1 | 81
| Portland | MW2 | 0 | 0 | 0 | 0 | 0 | 0 | 0 | 0 | 0 | 0 | 0 | 0 | [13 empty] | 1 | 78 | 1 | 78
| Portland | TLN | 43.9 | 44.7 | 46.1 | 48.6 | 53.15 | 56.95 | 60.45 | 60.9 | 58.6 | 52.65 | 47.1 | 43.6 | [15 empty] | 1 | 81
| Portland | TLX | 43.9 | 44.7 | 46.1 | 48.6 | 53.15 | 56.95 | 60.45 | 60.9 | 58.6 | 52.65 | 47.1 | 43.6 | [15 empty] | 1 | 82
| Portland | TLA | 43.9 | 44.7 | 46.1 | 48.6 | 53.15 | 56.95 | 60.45 | 60.9 | 58.6 | 52.65 | 47.1 | 43.6 | [15 empty] | 1 | 84
| Portland | PVN1 | 0.0047396 | 0.0048749 | 0.0051199 | 0.0055847 | 0.0065274 | 0.00742 | 0.0083358 | 0.0084605 | 0.00784 | 0.0064173 | 0.0053015 | 0.0046897
| Portland | x1PVN1 | 0.0047396 | 0.0048749 | 0.0051199 | 0.0055847 | 0.0065274 | 0.00742 | 0.0083358 | 0.0084605 | 0.00784 | 0.0064173 | 0.0053015 | 0.0046897
| Portland | PVN2 | 0 | 0 | 0 | 0 | 0 | 0 | 0 | 0 | 0 | 0 | 0 | 0
| Portland | x2PVN2 | 0 | 0 | 0 | 0 | 0 | 0 | 0 | 0 | 0 | 0 | 0 | 0
| Portland | PVNT | 0.0047396 | 0.0048749 | 0.0051199 | 0.0055847 | 0.0065274 | 0.00742 | 0.0083358 | 0.0084605 | 0.00784 | 0.0064173 | 0.0053015 | 0.0046897
| Portland | PVX1 | 0.0047396 | 0.0048749 | 0.0051199 | 0.0055847 | 0.0065274 | 0.00742 | 0.0083358 | 0.0084605 | 0.00784 | 0.0064173 | 0.0053015 | 0.0046897
| Portland | x1PVX1 | 0.0047396 | 0.0048749 | 0.0051199 | 0.0055847 | 0.0065274 | 0.00742 | 0.0083358 | 0.0084605 | 0.00784 | 0.0064173 | 0.0053015 | 0.0046897
| Portland | PVX2 | 0 | 0 | 0 | 0 | 0 | 0 | 0 | 0 | 0 | 0 | 0 | 0
| Portland | x2PVX2 | 0 | 0 | 0 | 0 | 0 | 0 | 0 | 0 | 0 | 0 | 0 | 0
| Portland | PVXT | 0.0047396 | 0.0048749 | 0.0051199 | 0.0055847 | 0.0065274 | 0.00742 | 0.0083358 | 0.0084605 | 0.00784 | 0.0064173 | 0.0053015 | 0.0046897
| Portland | PVA1 | 0.0047396 | 0.0048749 | 0.0051199 | 0.0055847 | 0.0065274 | 0.00742 | 0.0083358 | 0.0084605 | 0.00784 | 0.0064173 | 0.0053015 | 0.0046897
| Portland | x1PVA1 | 0.0047396 | 0.0048749 | 0.0051199 | 0.0055847 | 0.0065274 | 0.00742 | 0.0083358 | 0.0084605 | 0.00784 | 0.0064173 | 0.0053015 | 0.0046897
| Portland | PVA2 | 0 | 0 | 0 | 0 | 0 | 0 | 0 | 0 | 0 | 0 | 0 | 0
| Portland | x2PVA2 | 0 | 0 | 0 | 0 | 0 | 0 | 0 | 0 | 0 | 0 | 0 | 0
| Portland | PVAT | 0.0047396 | 0.0048749 | 0.0051199 | 0.0055847 | 0.0065274 | 0.00742 | 0.0083358 | 0.0084605 | 0.00784 | 0.0064173 | 0.0053015 | 0.0046897
| Portland | y1 | 1 | 1 | 1 | 1 | 1 | 1 | 1 | 1 | 1 | 1 | 1 | 1
| Portland | MWV1 | 130 | 130 | 130 | 130 | 130 | 130 | 130 | 130 | 130 | 130 | 130 | 130
| Portland | y2 | 0 | 0 | 0 | 0 | 0 | 0 | 0 | 0 | 0 | 0 | 0 | 0
| Portland | MWV2 | 0 | 0 | 0 | 0 | 0 | 0 | 0 | 0 | 0 | 0 | 0 | 0
| Portland | MWVT | 130 | 130 | 130 | 130 | 130 | 130 | 130 | 130 | 130 | 130 | 130 | 130
FX - 7 | Portland | PA | 14.7 | 14.7 | 14.7 | 14.7 | 14.7 | 14.7 | 14.7 | 14.7 | 14.7 | 14.7 | 14.7 | 14.7 |  | 13 | 1 | 3 | 1 | 19 | 20 | 25 | 1 | 2 | 5 | 15 |  |  | 85 |  | 85
| Portland | PBP | 0.03 | 0.03 | 0.03 | 0.03 | 0.03 | 0.03 | 0.03 | 0.03 | 0.03 | 0.03 | 0.03 | 0.03 | [12 empty] | 15
| Portland | PBV | -0.03 | -0.03 | -0.03 | -0.03 | -0.03 | -0.03 | -0.03 | -0.03 | -0.03 | -0.03 | -0.03 | -0.03 | [12 empty] | 16
| Portland | Comp 1 Name | Jet kerosene | Jet kerosene | Jet kerosene | Jet kerosene | Jet kerosene | Jet kerosene | Jet kerosene | Jet kerosene | Jet kerosene | Jet kerosene | Jet kerosene | Jet kerosene | [13 empty] | 1 | 85 | 1 | 85
| Portland | Comp 1 Type | Select Pet Stock | Select Pet Stock | Select Pet Stock | Select Pet Stock | Select Pet Stock | Select Pet Stock | Select Pet Stock | Select Pet Stock | Select Pet Stock | Select Pet Stock | Select Pet Stock | Select Pet Stock | [13 empty] | 1 | 87 | 1 | 88
| Portland | Comp 2 Name | 0 | 0 | 0 | 0 | 0 | 0 | 0 | 0 | 0 | 0 | 0 | 0 | [13 empty] | 1 | 86 | 1 | 86
| Portland | Comp 2 Type | 0 | 0 | 0 | 0 | 0 | 0 | 0 | 0 | 0 | 0 | 0 | 0 | [13 empty] | 1 | 88 | 1 | 88
| Portland | x1 | 1 | 1 | 1 | 1 | 1 | 1 | 1 | 1 | 1 | 1 | 1 | 1 | [13 empty] | 1 | 94 | 1 | 94
| Portland | MW1 | 162 | 162 | 162 | 162 | 162 | 162 | 162 | 162 | 162 | 162 | 162 | 162 | [13 empty] | 1 | 91 | 1 | 91
| Portland | x2 | 0 | 0 | 0 | 0 | 0 | 0 | 0 | 0 | 0 | 0 | 0 | 0 | [13 empty] | 1 | 95 | 1 | 95
| Portland | MW2 | 0 | 0 | 0 | 0 | 0 | 0 | 0 | 0 | 0 | 0 | 0 | 0 | [13 empty] | 1 | 92 | 1 | 92
| Portland | TLN | 42.4031 | 43.08 | 44.9509 | 48.0484 | 53.1029 | 57.2159 | 60.8136 | 60.7164 | 57.3532 | 50.9476 | 45.3247 | 42.1134 | [15 empty] | 1 | 95
| Portland | TLX | 46.5631 | 48.36 | 50.2309 | 53.4084 | 58.4229 | 62.2159 | 65.8936 | 66.1564 | 63.9132 | 56.8276 | 50.2047 | 46.1134 | [15 empty] | 1 | 96
| Portland | TLA | 44.7489 | 46.185 | 48.2706 | 51.6987 | 56.9541 | 60.9768 | 64.6773 | 64.5927 | 61.5601 | 54.4518 | 48.0677 | 44.3475 | [15 empty] | 1 | 98
| Portland | PVN1 | 0.0044954 | 0.0046044 | 0.004918 | 0.005479 | 0.006517 | 0.0074863 | 0.0084365 | 0.0084094 | 0.0075207 | 0.0060548 | 0.0049829 | 0.0044494
| Portland | x1PVN1 | 0.0044954 | 0.0046044 | 0.004918 | 0.005479 | 0.006517 | 0.0074863 | 0.0084365 | 0.0084094 | 0.0075207 | 0.0060548 | 0.0049829 | 0.0044494
| Portland | PVN2 | 0 | 0 | 0 | 0 | 0 | 0 | 0 | 0 | 0 | 0 | 0 | 0
| Portland | x2PVN2 | 0 | 0 | 0 | 0 | 0 | 0 | 0 | 0 | 0 | 0 | 0 | 0
| Portland | PVNT | 0.0044954 | 0.0046044 | 0.004918 | 0.005479 | 0.006517 | 0.0074863 | 0.0084365 | 0.0084094 | 0.0075207 | 0.0060548 | 0.0049829 | 0.0044494
| Portland | PVX1 | 0.0052033 | 0.0055385 | 0.0059077 | 0.0065849 | 0.0077939 | 0.0088347 | 0.0099592 | 0.010044 | 0.0093389 | 0.0073896 | 0.0059024 | 0.0051223
| Portland | x1PVX1 | 0.0052033 | 0.0055385 | 0.0059077 | 0.0065849 | 0.0077939 | 0.0088347 | 0.0099592 | 0.010044 | 0.0093389 | 0.0073896 | 0.0059024 | 0.0051223
| Portland | PVX2 | 0 | 0 | 0 | 0 | 0 | 0 | 0 | 0 | 0 | 0 | 0 | 0
| Portland | x2PVX2 | 0 | 0 | 0 | 0 | 0 | 0 | 0 | 0 | 0 | 0 | 0 | 0
| Portland | PVXT | 0.0052033 | 0.0055385 | 0.0059077 | 0.0065849 | 0.0077939 | 0.0088347 | 0.0099592 | 0.010044 | 0.0093389 | 0.0073896 | 0.0059024 | 0.0051223
| Portland | PVA1 | 0.0048833 | 0.0051351 | 0.0055214 | 0.0062125 | 0.007421 | 0.008482 | 0.0095741 | 0.0095478 | 0.0086465 | 0.0068218 | 0.0054827 | 0.0048148
| Portland | x1PVA1 | 0.0048833 | 0.0051351 | 0.0055214 | 0.0062125 | 0.007421 | 0.008482 | 0.0095741 | 0.0095478 | 0.0086465 | 0.0068218 | 0.0054827 | 0.0048148
| Portland | PVA2 | 0 | 0 | 0 | 0 | 0 | 0 | 0 | 0 | 0 | 0 | 0 | 0
| Portland | x2PVA2 | 0 | 0 | 0 | 0 | 0 | 0 | 0 | 0 | 0 | 0 | 0 | 0
| Portland | PVAT | 0.0048833 | 0.0051351 | 0.0055214 | 0.0062125 | 0.007421 | 0.008482 | 0.0095741 | 0.0095478 | 0.0086465 | 0.0068218 | 0.0054827 | 0.0048148
| Portland | y1 | 1 | 1 | 1 | 1 | 1 | 1 | 1 | 1 | 1 | 1 | 1 | 1
| Portland | MWV1 | 130 | 130 | 130 | 130 | 130 | 130 | 130 | 130 | 130 | 130 | 130 | 130
| Portland | y2 | 0 | 0 | 0 | 0 | 0 | 0 | 0 | 0 | 0 | 0 | 0 | 0
| Portland | MWV2 | 0 | 0 | 0 | 0 | 0 | 0 | 0 | 0 | 0 | 0 | 0 | 0
| Portland | MWVT | 130 | 130 | 130 | 130 | 130 | 130 | 130 | 130 | 130 | 130 | 130 | 130
FX - 8 | Portland | PA | 14.7 | 14.7 | 14.7 | 14.7 | 14.7 | 14.7 | 14.7 | 14.7 | 14.7 | 14.7 | 14.7 | 14.7 |  | 15 | 1 | 3 | 1 | 19 | 20 | 25 | 1 | 2 | 5 | 15 |  |  | 99 |  | 99
| Portland | PBP | 0.03 | 0.03 | 0.03 | 0.03 | 0.03 | 0.03 | 0.03 | 0.03 | 0.03 | 0.03 | 0.03 | 0.03 | [12 empty] | 15
| Portland | PBV | -0.03 | -0.03 | -0.03 | -0.03 | -0.03 | -0.03 | -0.03 | -0.03 | -0.03 | -0.03 | -0.03 | -0.03 | [12 empty] | 16
| Portland | Comp 1 Name | Jet kerosene | Jet kerosene | Jet kerosene | Jet kerosene | Jet kerosene | Jet kerosene | Jet kerosene | Jet kerosene | Jet kerosene | Jet kerosene | Jet kerosene | Jet kerosene | [13 empty] | 1 | 99 | 1 | 99
| Portland | Comp 1 Type | Select Pet Stock | Select Pet Stock | Select Pet Stock | Select Pet Stock | Select Pet Stock | Select Pet Stock | Select Pet Stock | Select Pet Stock | Select Pet Stock | Select Pet Stock | Select Pet Stock | Select Pet Stock | [13 empty] | 1 | 101 | 1 | 102
| Portland | Comp 2 Name | 0 | 0 | 0 | 0 | 0 | 0 | 0 | 0 | 0 | 0 | 0 | 0 | [13 empty] | 1 | 100 | 1 | 100
| Portland | Comp 2 Type | 0 | 0 | 0 | 0 | 0 | 0 | 0 | 0 | 0 | 0 | 0 | 0 | [13 empty] | 1 | 102 | 1 | 102
| Portland | x1 | 1 | 1 | 1 | 1 | 1 | 1 | 1 | 1 | 1 | 1 | 1 | 1 | [13 empty] | 1 | 108 | 1 | 108
| Portland | MW1 | 162 | 162 | 162 | 162 | 162 | 162 | 162 | 162 | 162 | 162 | 162 | 162 | [13 empty] | 1 | 105 | 1 | 105
| Portland | x2 | 0 | 0 | 0 | 0 | 0 | 0 | 0 | 0 | 0 | 0 | 0 | 0 | [13 empty] | 1 | 109 | 1 | 109
| Portland | MW2 | 0 | 0 | 0 | 0 | 0 | 0 | 0 | 0 | 0 | 0 | 0 | 0 | [13 empty] | 1 | 106 | 1 | 106
| Portland | TLN | 42.4031 | 43.08 | 44.9509 | 48.0484 | 53.1029 | 57.2159 | 60.8136 | 60.7164 | 57.3532 | 50.9476 | 45.3247 | 42.1134 | [15 empty] | 1 | 109
| Portland | TLX | 46.5631 | 48.36 | 50.2309 | 53.4084 | 58.4229 | 62.2159 | 65.8936 | 66.1564 | 63.9132 | 56.8276 | 50.2047 | 46.1134 | [15 empty] | 1 | 110
| Portland | TLA | 44.7489 | 46.185 | 48.2706 | 51.6987 | 56.9541 | 60.9768 | 64.6773 | 64.5927 | 61.5601 | 54.4518 | 48.0677 | 44.3475 | [15 empty] | 1 | 112
| Portland | PVN1 | 0.0044954 | 0.0046044 | 0.004918 | 0.005479 | 0.006517 | 0.0074863 | 0.0084365 | 0.0084094 | 0.0075207 | 0.0060548 | 0.0049829 | 0.0044494
| Portland | x1PVN1 | 0.0044954 | 0.0046044 | 0.004918 | 0.005479 | 0.006517 | 0.0074863 | 0.0084365 | 0.0084094 | 0.0075207 | 0.0060548 | 0.0049829 | 0.0044494
| Portland | PVN2 | 0 | 0 | 0 | 0 | 0 | 0 | 0 | 0 | 0 | 0 | 0 | 0
| Portland | x2PVN2 | 0 | 0 | 0 | 0 | 0 | 0 | 0 | 0 | 0 | 0 | 0 | 0
| Portland | PVNT | 0.0044954 | 0.0046044 | 0.004918 | 0.005479 | 0.006517 | 0.0074863 | 0.0084365 | 0.0084094 | 0.0075207 | 0.0060548 | 0.0049829 | 0.0044494
| Portland | PVX1 | 0.0052033 | 0.0055385 | 0.0059077 | 0.0065849 | 0.0077939 | 0.0088347 | 0.0099592 | 0.010044 | 0.0093389 | 0.0073896 | 0.0059024 | 0.0051223
| Portland | x1PVX1 | 0.0052033 | 0.0055385 | 0.0059077 | 0.0065849 | 0.0077939 | 0.0088347 | 0.0099592 | 0.010044 | 0.0093389 | 0.0073896 | 0.0059024 | 0.0051223
| Portland | PVX2 | 0 | 0 | 0 | 0 | 0 | 0 | 0 | 0 | 0 | 0 | 0 | 0
| Portland | x2PVX2 | 0 | 0 | 0 | 0 | 0 | 0 | 0 | 0 | 0 | 0 | 0 | 0
| Portland | PVXT | 0.0052033 | 0.0055385 | 0.0059077 | 0.0065849 | 0.0077939 | 0.0088347 | 0.0099592 | 0.010044 | 0.0093389 | 0.0073896 | 0.0059024 | 0.0051223
| Portland | PVA1 | 0.0048833 | 0.0051351 | 0.0055214 | 0.0062125 | 0.007421 | 0.008482 | 0.0095741 | 0.0095478 | 0.0086465 | 0.0068218 | 0.0054827 | 0.0048148
| Portland | x1PVA1 | 0.0048833 | 0.0051351 | 0.0055214 | 0.0062125 | 0.007421 | 0.008482 | 0.0095741 | 0.0095478 | 0.0086465 | 0.0068218 | 0.0054827 | 0.0048148
| Portland | PVA2 | 0 | 0 | 0 | 0 | 0 | 0 | 0 | 0 | 0 | 0 | 0 | 0
| Portland | x2PVA2 | 0 | 0 | 0 | 0 | 0 | 0 | 0 | 0 | 0 | 0 | 0 | 0
| Portland | PVAT | 0.0048833 | 0.0051351 | 0.0055214 | 0.0062125 | 0.007421 | 0.008482 | 0.0095741 | 0.0095478 | 0.0086465 | 0.0068218 | 0.0054827 | 0.0048148
| Portland | y1 | 1 | 1 | 1 | 1 | 1 | 1 | 1 | 1 | 1 | 1 | 1 | 1
| Portland | MWV1 | 130 | 130 | 130 | 130 | 130 | 130 | 130 | 130 | 130 | 130 | 130 | 130
| Portland | y2 | 0 | 0 | 0 | 0 | 0 | 0 | 0 | 0 | 0 | 0 | 0 | 0
| Portland | MWV2 | 0 | 0 | 0 | 0 | 0 | 0 | 0 | 0 | 0 | 0 | 0 | 0
| Portland | MWVT | 130 | 130 | 130 | 130 | 130 | 130 | 130 | 130 | 130 | 130 | 130 | 130
FX - 9 | Portland | PA | 14.7 | 14.7 | 14.7 | 14.7 | 14.7 | 14.7 | 14.7 | 14.7 | 14.7 | 14.7 | 14.7 | 14.7 |  | 17 | 1 | 3 | 1 | 19 | 20 | 25 | 1 | 2 | 5 | 15 |  |  | 113 |  | 113
| Portland | PBP | 0.03 | 0.03 | 0.03 | 0.03 | 0.03 | 0.03 | 0.03 | 0.03 | 0.03 | 0.03 | 0.03 | 0.03 | [12 empty] | 15
| Portland | PBV | -0.03 | -0.03 | -0.03 | -0.03 | -0.03 | -0.03 | -0.03 | -0.03 | -0.03 | -0.03 | -0.03 | -0.03 | [12 empty] | 16
| Portland | Comp 1 Name | Jet kerosene | Jet kerosene | Jet kerosene | Jet kerosene | Jet kerosene | Jet kerosene | Jet kerosene | Jet kerosene | Jet kerosene | Jet kerosene | Jet kerosene | Jet kerosene | [13 empty] | 1 | 113 | 1 | 113
| Portland | Comp 1 Type | Select Pet Stock | Select Pet Stock | Select Pet Stock | Select Pet Stock | Select Pet Stock | Select Pet Stock | Select Pet Stock | Select Pet Stock | Select Pet Stock | Select Pet Stock | Select Pet Stock | Select Pet Stock | [13 empty] | 1 | 115 | 1 | 116
| Portland | Comp 2 Name | 0 | 0 | 0 | 0 | 0 | 0 | 0 | 0 | 0 | 0 | 0 | 0 | [13 empty] | 1 | 114 | 1 | 114
| Portland | Comp 2 Type | 0 | 0 | 0 | 0 | 0 | 0 | 0 | 0 | 0 | 0 | 0 | 0 | [13 empty] | 1 | 116 | 1 | 116
| Portland | x1 | 1 | 1 | 1 | 1 | 1 | 1 | 1 | 1 | 1 | 1 | 1 | 1 | [13 empty] | 1 | 122 | 1 | 122
| Portland | MW1 | 162 | 162 | 162 | 162 | 162 | 162 | 162 | 162 | 162 | 162 | 162 | 162 | [13 empty] | 1 | 119 | 1 | 119
| Portland | x2 | 0 | 0 | 0 | 0 | 0 | 0 | 0 | 0 | 0 | 0 | 0 | 0 | [13 empty] | 1 | 123 | 1 | 123
| Portland | MW2 | 0 | 0 | 0 | 0 | 0 | 0 | 0 | 0 | 0 | 0 | 0 | 0 | [13 empty] | 1 | 120 | 1 | 120
| Portland | TLN | 42.4031 | 43.08 | 44.9509 | 48.0484 | 53.1029 | 57.2159 | 60.8136 | 60.7164 | 57.3532 | 50.9476 | 45.3247 | 42.1134 | [15 empty] | 1 | 123
| Portland | TLX | 46.5631 | 48.36 | 50.2309 | 53.4084 | 58.4229 | 62.2159 | 65.8936 | 66.1564 | 63.9132 | 56.8276 | 50.2047 | 46.1134 | [15 empty] | 1 | 124
| Portland | TLA | 44.7489 | 46.185 | 48.2706 | 51.6987 | 56.9541 | 60.9768 | 64.6773 | 64.5927 | 61.5601 | 54.4518 | 48.0677 | 44.3475 | [15 empty] | 1 | 126
| Portland | PVN1 | 0.0044954 | 0.0046044 | 0.004918 | 0.005479 | 0.006517 | 0.0074863 | 0.0084365 | 0.0084094 | 0.0075207 | 0.0060548 | 0.0049829 | 0.0044494
| Portland | x1PVN1 | 0.0044954 | 0.0046044 | 0.004918 | 0.005479 | 0.006517 | 0.0074863 | 0.0084365 | 0.0084094 | 0.0075207 | 0.0060548 | 0.0049829 | 0.0044494
| Portland | PVN2 | 0 | 0 | 0 | 0 | 0 | 0 | 0 | 0 | 0 | 0 | 0 | 0
| Portland | x2PVN2 | 0 | 0 | 0 | 0 | 0 | 0 | 0 | 0 | 0 | 0 | 0 | 0
| Portland | PVNT | 0.0044954 | 0.0046044 | 0.004918 | 0.005479 | 0.006517 | 0.0074863 | 0.0084365 | 0.0084094 | 0.0075207 | 0.0060548 | 0.0049829 | 0.0044494
| Portland | PVX1 | 0.0052033 | 0.0055385 | 0.0059077 | 0.0065849 | 0.0077939 | 0.0088347 | 0.0099592 | 0.010044 | 0.0093389 | 0.0073896 | 0.0059024 | 0.0051223
| Portland | x1PVX1 | 0.0052033 | 0.0055385 | 0.0059077 | 0.0065849 | 0.0077939 | 0.0088347 | 0.0099592 | 0.010044 | 0.0093389 | 0.0073896 | 0.0059024 | 0.0051223
| Portland | PVX2 | 0 | 0 | 0 | 0 | 0 | 0 | 0 | 0 | 0 | 0 | 0 | 0
| Portland | x2PVX2 | 0 | 0 | 0 | 0 | 0 | 0 | 0 | 0 | 0 | 0 | 0 | 0
| Portland | PVXT | 0.0052033 | 0.0055385 | 0.0059077 | 0.0065849 | 0.0077939 | 0.0088347 | 0.0099592 | 0.010044 | 0.0093389 | 0.0073896 | 0.0059024 | 0.0051223
| Portland | PVA1 | 0.0048833 | 0.0051351 | 0.0055214 | 0.0062125 | 0.007421 | 0.008482 | 0.0095741 | 0.0095478 | 0.0086465 | 0.0068218 | 0.0054827 | 0.0048148
| Portland | x1PVA1 | 0.0048833 | 0.0051351 | 0.0055214 | 0.0062125 | 0.007421 | 0.008482 | 0.0095741 | 0.0095478 | 0.0086465 | 0.0068218 | 0.0054827 | 0.0048148
| Portland | PVA2 | 0 | 0 | 0 | 0 | 0 | 0 | 0 | 0 | 0 | 0 | 0 | 0
| Portland | x2PVA2 | 0 | 0 | 0 | 0 | 0 | 0 | 0 | 0 | 0 | 0 | 0 | 0
| Portland | PVAT | 0.0048833 | 0.0051351 | 0.0055214 | 0.0062125 | 0.007421 | 0.008482 | 0.0095741 | 0.0095478 | 0.0086465 | 0.0068218 | 0.0054827 | 0.0048148
| Portland | y1 | 1 | 1 | 1 | 1 | 1 | 1 | 1 | 1 | 1 | 1 | 1 | 1
| Portland | MWV1 | 130 | 130 | 130 | 130 | 130 | 130 | 130 | 130 | 130 | 130 | 130 | 130
| Portland | y2 | 0 | 0 | 0 | 0 | 0 | 0 | 0 | 0 | 0 | 0 | 0 | 0
| Portland | MWV2 | 0 | 0 | 0 | 0 | 0 | 0 | 0 | 0 | 0 | 0 | 0 | 0
| Portland | MWVT | 130 | 130 | 130 | 130 | 130 | 130 | 130 | 130 | 130 | 130 | 130 | 130
FX - 10 | Portland | PA | 14.7 | 14.7 | 14.7 | 14.7 | 14.7 | 14.7 | 14.7 | 14.7 | 14.7 | 14.7 | 14.7 | 14.7 |  | 19 | 1 | 3 | 1 | 19 | 20 | 25 | 1 | 2 | 5 | 15 |  |  | 127 |  | 127
| Portland | PBP | 0.03 | 0.03 | 0.03 | 0.03 | 0.03 | 0.03 | 0.03 | 0.03 | 0.03 | 0.03 | 0.03 | 0.03 | [12 empty] | 15
| Portland | PBV | -0.03 | -0.03 | -0.03 | -0.03 | -0.03 | -0.03 | -0.03 | -0.03 | -0.03 | -0.03 | -0.03 | -0.03 | [12 empty] | 16
| Portland | Comp 1 Name | Jet kerosene | Jet kerosene | Jet kerosene | Jet kerosene | Jet kerosene | Jet kerosene | Jet kerosene | Jet kerosene | Jet kerosene | Jet kerosene | Jet kerosene | Jet kerosene | [13 empty] | 1 | 127 | 1 | 127
| Portland | Comp 1 Type | Select Pet Stock | Select Pet Stock | Select Pet Stock | Select Pet Stock | Select Pet Stock | Select Pet Stock | Select Pet Stock | Select Pet Stock | Select Pet Stock | Select Pet Stock | Select Pet Stock | Select Pet Stock | [13 empty] | 1 | 129 | 1 | 130
| Portland | Comp 2 Name | 0 | 0 | 0 | 0 | 0 | 0 | 0 | 0 | 0 | 0 | 0 | 0 | [13 empty] | 1 | 128 | 1 | 128
| Portland | Comp 2 Type | 0 | 0 | 0 | 0 | 0 | 0 | 0 | 0 | 0 | 0 | 0 | 0 | [13 empty] | 1 | 130 | 1 | 130
| Portland | x1 | 1 | 1 | 1 | 1 | 1 | 1 | 1 | 1 | 1 | 1 | 1 | 1 | [13 empty] | 1 | 136 | 1 | 136
| Portland | MW1 | 162 | 162 | 162 | 162 | 162 | 162 | 162 | 162 | 162 | 162 | 162 | 162 | [13 empty] | 1 | 133 | 1 | 133
| Portland | x2 | 0 | 0 | 0 | 0 | 0 | 0 | 0 | 0 | 0 | 0 | 0 | 0 | [13 empty] | 1 | 137 | 1 | 137
| Portland | MW2 | 0 | 0 | 0 | 0 | 0 | 0 | 0 | 0 | 0 | 0 | 0 | 0 | [13 empty] | 1 | 134 | 1 | 134
| Portland | TLN | 43.9 | 44.7 | 46.1 | 48.6 | 53.15 | 56.95 | 60.45 | 60.9 | 58.6 | 52.65 | 47.1 | 43.6 | [15 empty] | 1 | 137
| Portland | TLX | 43.9 | 44.7 | 46.1 | 48.6 | 53.15 | 56.95 | 60.45 | 60.9 | 58.6 | 52.65 | 47.1 | 43.6 | [15 empty] | 1 | 138
| Portland | TLA | 43.9 | 44.7 | 46.1 | 48.6 | 53.15 | 56.95 | 60.45 | 60.9 | 58.6 | 52.65 | 47.1 | 43.6 | [15 empty] | 1 | 140
| Portland | PVN1 | 0.0047396 | 0.0048749 | 0.0051199 | 0.0055847 | 0.0065274 | 0.00742 | 0.0083358 | 0.0084605 | 0.00784 | 0.0064173 | 0.0053015 | 0.0046897
| Portland | x1PVN1 | 0.0047396 | 0.0048749 | 0.0051199 | 0.0055847 | 0.0065274 | 0.00742 | 0.0083358 | 0.0084605 | 0.00784 | 0.0064173 | 0.0053015 | 0.0046897
| Portland | PVN2 | 0 | 0 | 0 | 0 | 0 | 0 | 0 | 0 | 0 | 0 | 0 | 0
| Portland | x2PVN2 | 0 | 0 | 0 | 0 | 0 | 0 | 0 | 0 | 0 | 0 | 0 | 0
| Portland | PVNT | 0.0047396 | 0.0048749 | 0.0051199 | 0.0055847 | 0.0065274 | 0.00742 | 0.0083358 | 0.0084605 | 0.00784 | 0.0064173 | 0.0053015 | 0.0046897
| Portland | PVX1 | 0.0047396 | 0.0048749 | 0.0051199 | 0.0055847 | 0.0065274 | 0.00742 | 0.0083358 | 0.0084605 | 0.00784 | 0.0064173 | 0.0053015 | 0.0046897
| Portland | x1PVX1 | 0.0047396 | 0.0048749 | 0.0051199 | 0.0055847 | 0.0065274 | 0.00742 | 0.0083358 | 0.0084605 | 0.00784 | 0.0064173 | 0.0053015 | 0.0046897
| Portland | PVX2 | 0 | 0 | 0 | 0 | 0 | 0 | 0 | 0 | 0 | 0 | 0 | 0
| Portland | x2PVX2 | 0 | 0 | 0 | 0 | 0 | 0 | 0 | 0 | 0 | 0 | 0 | 0
| Portland | PVXT | 0.0047396 | 0.0048749 | 0.0051199 | 0.0055847 | 0.0065274 | 0.00742 | 0.0083358 | 0.0084605 | 0.00784 | 0.0064173 | 0.0053015 | 0.0046897
| Portland | PVA1 | 0.0047396 | 0.0048749 | 0.0051199 | 0.0055847 | 0.0065274 | 0.00742 | 0.0083358 | 0.0084605 | 0.00784 | 0.0064173 | 0.0053015 | 0.0046897
| Portland | x1PVA1 | 0.0047396 | 0.0048749 | 0.0051199 | 0.0055847 | 0.0065274 | 0.00742 | 0.0083358 | 0.0084605 | 0.00784 | 0.0064173 | 0.0053015 | 0.0046897
| Portland | PVA2 | 0 | 0 | 0 | 0 | 0 | 0 | 0 | 0 | 0 | 0 | 0 | 0
| Portland | x2PVA2 | 0 | 0 | 0 | 0 | 0 | 0 | 0 | 0 | 0 | 0 | 0 | 0
| Portland | PVAT | 0.0047396 | 0.0048749 | 0.0051199 | 0.0055847 | 0.0065274 | 0.00742 | 0.0083358 | 0.0084605 | 0.00784 | 0.0064173 | 0.0053015 | 0.0046897
| Portland | y1 | 1 | 1 | 1 | 1 | 1 | 1 | 1 | 1 | 1 | 1 | 1 | 1
| Portland | MWV1 | 130 | 130 | 130 | 130 | 130 | 130 | 130 | 130 | 130 | 130 | 130 | 130
| Portland | y2 | 0 | 0 | 0 | 0 | 0 | 0 | 0 | 0 | 0 | 0 | 0 | 0
| Portland | MWV2 | 0 | 0 | 0 | 0 | 0 | 0 | 0 | 0 | 0 | 0 | 0 | 0
| Portland | MWVT | 130 | 130 | 130 | 130 | 130 | 130 | 130 | 130 | 130 | 130 | 130 | 130
FX - 11 | Portland | PA | 14.7 | 14.7 | 14.7 | 14.7 | 14.7 | 14.7 | 14.7 | 14.7 | 14.7 | 14.7 | 14.7 | 14.7 |  | 21 | 1 | 3 | 1 | 19 | 20 | 25 | 1 | 2 | 5 | 15 |  |  | 141 |  | 141
| Portland | PBP | 0.03 | 0.03 | 0.03 | 0.03 | 0.03 | 0.03 | 0.03 | 0.03 | 0.03 | 0.03 | 0.03 | 0.03 | [12 empty] | 15
| Portland | PBV | -0.03 | -0.03 | -0.03 | -0.03 | -0.03 | -0.03 | -0.03 | -0.03 | -0.03 | -0.03 | -0.03 | -0.03 | [12 empty] | 16
| Portland | Comp 1 Name | Out of Service | Out of Service | Out of Service | Out of Service | Out of Service | Out of Service | Out of Service | Out of Service | Out of Service | Out of Service | Out of Service | Out of Service | [13 empty] | 1 | 141 | 1 | 141
| Portland | Comp 1 Type | N/A | N/A | N/A | N/A | N/A | N/A | N/A | N/A | N/A | N/A | N/A | N/A | [13 empty] | 1 | 143 | 1 | 144
| Portland | Comp 2 Name | 0 | 0 | 0 | 0 | 0 | 0 | 0 | 0 | 0 | 0 | 0 | 0 | [13 empty] | 1 | 142 | 1 | 142
| Portland | Comp 2 Type | 0 | 0 | 0 | 0 | 0 | 0 | 0 | 0 | 0 | 0 | 0 | 0 | [13 empty] | 1 | 144 | 1 | 144
| Portland | x1 | 1 | 1 | 1 | 1 | 1 | 1 | 1 | 1 | 1 | 1 | 1 | 1 | [13 empty] | 1 | 150 | 1 | 150
| Portland | MW1 | N/A | N/A | N/A | N/A | N/A | N/A | N/A | N/A | N/A | N/A | N/A | N/A | [13 empty] | 1 | 147 | 1 | 147
| Portland | x2 | 0 | 0 | 0 | 0 | 0 | 0 | 0 | 0 | 0 | 0 | 0 | 0 | [13 empty] | 1 | 151 | 1 | 151
| Portland | MW2 | 0 | 0 | 0 | 0 | 0 | 0 | 0 | 0 | 0 | 0 | 0 | 0 | [13 empty] | 1 | 148 | 1 | 148
| Portland | TLN | 42.4031 | 43.08 | 44.9509 | 48.0484 | 53.1029 | 57.2159 | 60.8136 | 60.7164 | 57.3532 | 50.9476 | 45.3247 | 42.1134 | [15 empty] | 1 | 151
| Portland | TLX | 46.5631 | 48.36 | 50.2309 | 53.4084 | 58.4229 | 62.2159 | 65.8936 | 66.1564 | 63.9132 | 56.8276 | 50.2047 | 46.1134 | [15 empty] | 1 | 152
| Portland | TLA | 44.7489 | 46.185 | 48.2706 | 51.6987 | 56.9541 | 60.9768 | 64.6773 | 64.5927 | 61.5601 | 54.4518 | 48.0677 | 44.3475 | [15 empty] | 1 | 154
| Portland | PVN1 | 1 | 1 | 1 | 1 | 1 | 1 | 1 | 1 | 1 | 1 | 1 | 1
| Portland | x1PVN1 | 1 | 1 | 1 | 1 | 1 | 1 | 1 | 1 | 1 | 1 | 1 | 1
| Portland | PVN2 | 0 | 0 | 0 | 0 | 0 | 0 | 0 | 0 | 0 | 0 | 0 | 0
| Portland | x2PVN2 | 0 | 0 | 0 | 0 | 0 | 0 | 0 | 0 | 0 | 0 | 0 | 0
| Portland | PVNT | 1 | 1 | 1 | 1 | 1 | 1 | 1 | 1 | 1 | 1 | 1 | 1
| Portland | PVX1 | 1 | 1 | 1 | 1 | 1 | 1 | 1 | 1 | 1 | 1 | 1 | 1
| Portland | x1PVX1 | 1 | 1 | 1 | 1 | 1 | 1 | 1 | 1 | 1 | 1 | 1 | 1
| Portland | PVX2 | 0 | 0 | 0 | 0 | 0 | 0 | 0 | 0 | 0 | 0 | 0 | 0
| Portland | x2PVX2 | 0 | 0 | 0 | 0 | 0 | 0 | 0 | 0 | 0 | 0 | 0 | 0
| Portland | PVXT | 1 | 1 | 1 | 1 | 1 | 1 | 1 | 1 | 1 | 1 | 1 | 1
| Portland | PVA1 | 1 | 1 | 1 | 1 | 1 | 1 | 1 | 1 | 1 | 1 | 1 | 1
| Portland | x1PVA1 | 1 | 1 | 1 | 1 | 1 | 1 | 1 | 1 | 1 | 1 | 1 | 1
| Portland | PVA2 | 0 | 0 | 0 | 0 | 0 | 0 | 0 | 0 | 0 | 0 | 0 | 0
| Portland | x2PVA2 | 0 | 0 | 0 | 0 | 0 | 0 | 0 | 0 | 0 | 0 | 0 | 0
| Portland | PVAT | 1 | 1 | 1 | 1 | 1 | 1 | 1 | 1 | 1 | 1 | 1 | 1
| Portland | y1 | 1 | 1 | 1 | 1 | 1 | 1 | 1 | 1 | 1 | 1 | 1 | 1
| Portland | MWV1 | N/A | N/A | N/A | N/A | N/A | N/A | N/A | N/A | N/A | N/A | N/A | N/A
| Portland | y2 | 0 | 0 | 0 | 0 | 0 | 0 | 0 | 0 | 0 | 0 | 0 | 0
| Portland | MWV2 | 0 | 0 | 0 | 0 | 0 | 0 | 0 | 0 | 0 | 0 | 0 | 0
| Portland | MWVT | 0 | 0 | 0 | 0 | 0 | 0 | 0 | 0 | 0 | 0 | 0 | 0
FX - 12 | Portland | PA | 14.7 | 14.7 | 14.7 | 14.7 | 14.7 | 14.7 | 14.7 | 14.7 | 14.7 | 14.7 | 14.7 | 14.7 |  | 23 | 1 | 3 | 1 | 19 | 20 | 25 | 1 | 2 | 5 | 15 |  |  | 155 |  | 155
| Portland | PBP | 0.03 | 0.03 | 0.03 | 0.03 | 0.03 | 0.03 | 0.03 | 0.03 | 0.03 | 0.03 | 0.03 | 0.03 | [12 empty] | 15
| Portland | PBV | -0.03 | -0.03 | -0.03 | -0.03 | -0.03 | -0.03 | -0.03 | -0.03 | -0.03 | -0.03 | -0.03 | -0.03 | [12 empty] | 16
| Portland | Comp 1 Name | Jet kerosene | Jet kerosene | Jet kerosene | Jet kerosene | Jet kerosene | Jet kerosene | Jet kerosene | Jet kerosene | Jet kerosene | Jet kerosene | Jet kerosene | Jet kerosene | [13 empty] | 1 | 155 | 1 | 155
| Portland | Comp 1 Type | Select Pet Stock | Select Pet Stock | Select Pet Stock | Select Pet Stock | Select Pet Stock | Select Pet Stock | Select Pet Stock | Select Pet Stock | Select Pet Stock | Select Pet Stock | Select Pet Stock | Select Pet Stock | [13 empty] | 1 | 157 | 1 | 158
| Portland | Comp 2 Name | 0 | 0 | 0 | 0 | 0 | 0 | 0 | 0 | 0 | 0 | 0 | 0 | [13 empty] | 1 | 156 | 1 | 156
| Portland | Comp 2 Type | 0 | 0 | 0 | 0 | 0 | 0 | 0 | 0 | 0 | 0 | 0 | 0 | [13 empty] | 1 | 158 | 1 | 158
| Portland | x1 | 1 | 1 | 1 | 1 | 1 | 1 | 1 | 1 | 1 | 1 | 1 | 1 | [13 empty] | 1 | 164 | 1 | 164
| Portland | MW1 | 162 | 162 | 162 | 162 | 162 | 162 | 162 | 162 | 162 | 162 | 162 | 162 | [13 empty] | 1 | 161 | 1 | 161
| Portland | x2 | 0 | 0 | 0 | 0 | 0 | 0 | 0 | 0 | 0 | 0 | 0 | 0 | [13 empty] | 1 | 165 | 1 | 165
| Portland | MW2 | 0 | 0 | 0 | 0 | 0 | 0 | 0 | 0 | 0 | 0 | 0 | 0 | [13 empty] | 1 | 162 | 1 | 162
| Portland | TLN | 42.4031 | 43.08 | 44.9509 | 48.0484 | 53.1029 | 57.2159 | 60.8136 | 60.7164 | 57.3532 | 50.9476 | 45.3247 | 42.1134 | [15 empty] | 1 | 165
| Portland | TLX | 46.5631 | 48.36 | 50.2309 | 53.4084 | 58.4229 | 62.2159 | 65.8936 | 66.1564 | 63.9132 | 56.8276 | 50.2047 | 46.1134 | [15 empty] | 1 | 166
| Portland | TLA | 44.7489 | 46.185 | 48.2706 | 51.6987 | 56.9541 | 60.9768 | 64.6773 | 64.5927 | 61.5601 | 54.4518 | 48.0677 | 44.3475 | [15 empty] | 1 | 168
| Portland | PVN1 | 0.0044954 | 0.0046044 | 0.004918 | 0.005479 | 0.006517 | 0.0074863 | 0.0084365 | 0.0084094 | 0.0075207 | 0.0060548 | 0.0049829 | 0.0044494
| Portland | x1PVN1 | 0.0044954 | 0.0046044 | 0.004918 | 0.005479 | 0.006517 | 0.0074863 | 0.0084365 | 0.0084094 | 0.0075207 | 0.0060548 | 0.0049829 | 0.0044494
| Portland | PVN2 | 0 | 0 | 0 | 0 | 0 | 0 | 0 | 0 | 0 | 0 | 0 | 0
| Portland | x2PVN2 | 0 | 0 | 0 | 0 | 0 | 0 | 0 | 0 | 0 | 0 | 0 | 0
| Portland | PVNT | 0.0044954 | 0.0046044 | 0.004918 | 0.005479 | 0.006517 | 0.0074863 | 0.0084365 | 0.0084094 | 0.0075207 | 0.0060548 | 0.0049829 | 0.0044494
| Portland | PVX1 | 0.0052033 | 0.0055385 | 0.0059077 | 0.0065849 | 0.0077939 | 0.0088347 | 0.0099592 | 0.010044 | 0.0093389 | 0.0073896 | 0.0059024 | 0.0051223
| Portland | x1PVX1 | 0.0052033 | 0.0055385 | 0.0059077 | 0.0065849 | 0.0077939 | 0.0088347 | 0.0099592 | 0.010044 | 0.0093389 | 0.0073896 | 0.0059024 | 0.0051223
| Portland | PVX2 | 0 | 0 | 0 | 0 | 0 | 0 | 0 | 0 | 0 | 0 | 0 | 0
| Portland | x2PVX2 | 0 | 0 | 0 | 0 | 0 | 0 | 0 | 0 | 0 | 0 | 0 | 0
| Portland | PVXT | 0.0052033 | 0.0055385 | 0.0059077 | 0.0065849 | 0.0077939 | 0.0088347 | 0.0099592 | 0.010044 | 0.0093389 | 0.0073896 | 0.0059024 | 0.0051223
| Portland | PVA1 | 0.0048833 | 0.0051351 | 0.0055214 | 0.0062125 | 0.007421 | 0.008482 | 0.0095741 | 0.0095478 | 0.0086465 | 0.0068218 | 0.0054827 | 0.0048148
| Portland | x1PVA1 | 0.0048833 | 0.0051351 | 0.0055214 | 0.0062125 | 0.007421 | 0.008482 | 0.0095741 | 0.0095478 | 0.0086465 | 0.0068218 | 0.0054827 | 0.0048148
| Portland | PVA2 | 0 | 0 | 0 | 0 | 0 | 0 | 0 | 0 | 0 | 0 | 0 | 0
| Portland | x2PVA2 | 0 | 0 | 0 | 0 | 0 | 0 | 0 | 0 | 0 | 0 | 0 | 0
| Portland | PVAT | 0.0048833 | 0.0051351 | 0.0055214 | 0.0062125 | 0.007421 | 0.008482 | 0.0095741 | 0.0095478 | 0.0086465 | 0.0068218 | 0.0054827 | 0.0048148
| Portland | y1 | 1 | 1 | 1 | 1 | 1 | 1 | 1 | 1 | 1 | 1 | 1 | 1
| Portland | MWV1 | 130 | 130 | 130 | 130 | 130 | 130 | 130 | 130 | 130 | 130 | 130 | 130
| Portland | y2 | 0 | 0 | 0 | 0 | 0 | 0 | 0 | 0 | 0 | 0 | 0 | 0
| Portland | MWV2 | 0 | 0 | 0 | 0 | 0 | 0 | 0 | 0 | 0 | 0 | 0 | 0
| Portland | MWVT | 130 | 130 | 130 | 130 | 130 | 130 | 130 | 130 | 130 | 130 | 130 | 130
FX - 13 | Portland | PA | 14.7 | 14.7 | 14.7 | 14.7 | 14.7 | 14.7 | 14.7 | 14.7 | 14.7 | 14.7 | 14.7 | 14.7 |  | 25 | 1 | 3 | 1 | 19 | 20 | 25 | 1 | 2 | 5 | 15 |  |  | 169 |  | 169
| Portland | PBP | 0.03 | 0.03 | 0.03 | 0.03 | 0.03 | 0.03 | 0.03 | 0.03 | 0.03 | 0.03 | 0.03 | 0.03 | [12 empty] | 15
| Portland | PBV | -0.03 | -0.03 | -0.03 | -0.03 | -0.03 | -0.03 | -0.03 | -0.03 | -0.03 | -0.03 | -0.03 | -0.03 | [12 empty] | 16
| Portland | Comp 1 Name | Out of Service | Out of Service | Out of Service | Out of Service | Out of Service | Out of Service | Out of Service | Out of Service | Out of Service | Out of Service | Out of Service | Out of Service | [13 empty] | 1 | 169 | 1 | 169
| Portland | Comp 1 Type | N/A | N/A | N/A | N/A | N/A | N/A | N/A | N/A | N/A | N/A | N/A | N/A | [13 empty] | 1 | 171 | 1 | 172
| Portland | Comp 2 Name | 0 | 0 | 0 | 0 | 0 | 0 | 0 | 0 | 0 | 0 | 0 | 0 | [13 empty] | 1 | 170 | 1 | 170
| Portland | Comp 2 Type | 0 | 0 | 0 | 0 | 0 | 0 | 0 | 0 | 0 | 0 | 0 | 0 | [13 empty] | 1 | 172 | 1 | 172
| Portland | x1 | 1 | 1 | 1 | 1 | 1 | 1 | 1 | 1 | 1 | 1 | 1 | 1 | [13 empty] | 1 | 178 | 1 | 178
| Portland | MW1 | N/A | N/A | N/A | N/A | N/A | N/A | N/A | N/A | N/A | N/A | N/A | N/A | [13 empty] | 1 | 175 | 1 | 175
| Portland | x2 | 0 | 0 | 0 | 0 | 0 | 0 | 0 | 0 | 0 | 0 | 0 | 0 | [13 empty] | 1 | 179 | 1 | 179
| Portland | MW2 | 0 | 0 | 0 | 0 | 0 | 0 | 0 | 0 | 0 | 0 | 0 | 0 | [13 empty] | 1 | 176 | 1 | 176
| Portland | TLN | 42.6861 | 43.575 | 45.6744 | 49.0813 | 54.3709 | 58.5582 | 62.2227 | 61.9473 | 58.3399 | 51.5482 | 45.6473 | 42.3625 | [15 empty] | 1 | 179
| Portland | TLX | 46.8461 | 48.855 | 50.9544 | 54.4413 | 59.6909 | 63.5582 | 67.3027 | 67.3873 | 64.8999 | 57.4282 | 50.5273 | 46.3625 | [15 empty] | 1 | 180
| Portland | TLA | 45.2583 | 47.076 | 49.5729 | 53.5579 | 59.2365 | 63.3929 | 67.2137 | 66.8083 | 63.3362 | 55.5329 | 48.6484 | 44.7959 | [15 empty] | 1 | 182
| Portland | PVN1 | 1 | 1 | 1 | 1 | 1 | 1 | 1 | 1 | 1 | 1 | 1 | 1
| Portland | x1PVN1 | 1 | 1 | 1 | 1 | 1 | 1 | 1 | 1 | 1 | 1 | 1 | 1
| Portland | PVN2 | 0 | 0 | 0 | 0 | 0 | 0 | 0 | 0 | 0 | 0 | 0 | 0
| Portland | x2PVN2 | 0 | 0 | 0 | 0 | 0 | 0 | 0 | 0 | 0 | 0 | 0 | 0
| Portland | PVNT | 1 | 1 | 1 | 1 | 1 | 1 | 1 | 1 | 1 | 1 | 1 | 1
| Portland | PVX1 | 1 | 1 | 1 | 1 | 1 | 1 | 1 | 1 | 1 | 1 | 1 | 1
| Portland | x1PVX1 | 1 | 1 | 1 | 1 | 1 | 1 | 1 | 1 | 1 | 1 | 1 | 1
| Portland | PVX2 | 0 | 0 | 0 | 0 | 0 | 0 | 0 | 0 | 0 | 0 | 0 | 0
| Portland | x2PVX2 | 0 | 0 | 0 | 0 | 0 | 0 | 0 | 0 | 0 | 0 | 0 | 0
| Portland | PVXT | 1 | 1 | 1 | 1 | 1 | 1 | 1 | 1 | 1 | 1 | 1 | 1
| Portland | PVA1 | 1 | 1 | 1 | 1 | 1 | 1 | 1 | 1 | 1 | 1 | 1 | 1
| Portland | x1PVA1 | 1 | 1 | 1 | 1 | 1 | 1 | 1 | 1 | 1 | 1 | 1 | 1
| Portland | PVA2 | 0 | 0 | 0 | 0 | 0 | 0 | 0 | 0 | 0 | 0 | 0 | 0
| Portland | x2PVA2 | 0 | 0 | 0 | 0 | 0 | 0 | 0 | 0 | 0 | 0 | 0 | 0
| Portland | PVAT | 1 | 1 | 1 | 1 | 1 | 1 | 1 | 1 | 1 | 1 | 1 | 1
| Portland | y1 | 1 | 1 | 1 | 1 | 1 | 1 | 1 | 1 | 1 | 1 | 1 | 1
| Portland | MWV1 | N/A | N/A | N/A | N/A | N/A | N/A | N/A | N/A | N/A | N/A | N/A | N/A
| Portland | y2 | 0 | 0 | 0 | 0 | 0 | 0 | 0 | 0 | 0 | 0 | 0 | 0
| Portland | MWV2 | 0 | 0 | 0 | 0 | 0 | 0 | 0 | 0 | 0 | 0 | 0 | 0
| Portland | MWVT | 0 | 0 | 0 | 0 | 0 | 0 | 0 | 0 | 0 | 0 | 0 | 0
FX - 14 | Portland | PA | 14.7 | 14.7 | 14.7 | 14.7 | 14.7 | 14.7 | 14.7 | 14.7 | 14.7 | 14.7 | 14.7 | 14.7 |  | 27 | 1 | 3 | 1 | 19 | 20 | 25 | 1 | 2 | 5 | 15 |  |  | 183 |  | 183
| Portland | PBP | 0.03 | 0.03 | 0.03 | 0.03 | 0.03 | 0.03 | 0.03 | 0.03 | 0.03 | 0.03 | 0.03 | 0.03 | [12 empty] | 15
| Portland | PBV | -0.03 | -0.03 | -0.03 | -0.03 | -0.03 | -0.03 | -0.03 | -0.03 | -0.03 | -0.03 | -0.03 | -0.03 | [12 empty] | 16
| Portland | Comp 1 Name | Jet kerosene | Jet kerosene | Jet kerosene | Jet kerosene | Jet kerosene | Jet kerosene | Jet kerosene | Jet kerosene | Jet kerosene | Jet kerosene | Jet kerosene | Jet kerosene | [13 empty] | 1 | 183 | 1 | 183
| Portland | Comp 1 Type | Select Pet Stock | Select Pet Stock | Select Pet Stock | Select Pet Stock | Select Pet Stock | Select Pet Stock | Select Pet Stock | Select Pet Stock | Select Pet Stock | Select Pet Stock | Select Pet Stock | Select Pet Stock | [13 empty] | 1 | 185 | 1 | 186
| Portland | Comp 2 Name | 0 | 0 | 0 | 0 | 0 | 0 | 0 | 0 | 0 | 0 | 0 | 0 | [13 empty] | 1 | 184 | 1 | 184
| Portland | Comp 2 Type | 0 | 0 | 0 | 0 | 0 | 0 | 0 | 0 | 0 | 0 | 0 | 0 | [13 empty] | 1 | 186 | 1 | 186
| Portland | x1 | 1 | 1 | 1 | 1 | 1 | 1 | 1 | 1 | 1 | 1 | 1 | 1 | [13 empty] | 1 | 192 | 1 | 192
| Portland | MW1 | 162 | 162 | 162 | 162 | 162 | 162 | 162 | 162 | 162 | 162 | 162 | 162 | [13 empty] | 1 | 189 | 1 | 189
| Portland | x2 | 0 | 0 | 0 | 0 | 0 | 0 | 0 | 0 | 0 | 0 | 0 | 0 | [13 empty] | 1 | 193 | 1 | 193
| Portland | MW2 | 0 | 0 | 0 | 0 | 0 | 0 | 0 | 0 | 0 | 0 | 0 | 0 | [13 empty] | 1 | 190 | 1 | 190
| Portland | TLN | 43.1728 | 44.4264 | 46.9189 | 50.8579 | 56.5519 | 60.8669 | 64.6464 | 64.0644 | 60.037 | 52.5812 | 46.2021 | 42.7911 | [15 empty] | 1 | 193
| Portland | TLX | 47.3328 | 49.7064 | 52.1989 | 56.2179 | 61.8719 | 65.8669 | 69.7264 | 69.5044 | 66.597 | 58.4612 | 51.0821 | 46.7911 | [15 empty] | 1 | 194
| Portland | TLA | 45.8695 | 48.1452 | 51.1357 | 55.789 | 61.9755 | 66.2922 | 70.2573 | 69.4671 | 65.4674 | 56.8302 | 49.3451 | 45.3341 | [15 empty] | 1 | 196
| Portland | PVN1 | 0.0046195 | 0.0048282 | 0.0052682 | 0.0060362 | 0.0073216 | 0.0084513 | 0.0095645 | 0.0093851 | 0.0082228 | 0.0064023 | 0.0051382 | 0.0045576
| Portland | x1PVN1 | 0.0046195 | 0.0048282 | 0.0052682 | 0.0060362 | 0.0073216 | 0.0084513 | 0.0095645 | 0.0093851 | 0.0082228 | 0.0064023 | 0.0051382 | 0.0045576
| Portland | PVN2 | 0 | 0 | 0 | 0 | 0 | 0 | 0 | 0 | 0 | 0 | 0 | 0
| Portland | x2PVN2 | 0 | 0 | 0 | 0 | 0 | 0 | 0 | 0 | 0 | 0 | 0 | 0
| Portland | PVNT | 0.0046195 | 0.0048282 | 0.0052682 | 0.0060362 | 0.0073216 | 0.0084513 | 0.0095645 | 0.0093851 | 0.0082228 | 0.0064023 | 0.0051382 | 0.0045576
| Portland | PVX1 | 0.0053446 | 0.0058021 | 0.0063195 | 0.00724 | 0.0087355 | 0.0099506 | 0.011264 | 0.011184 | 0.010188 | 0.0078039 | 0.0060828 | 0.0052448
| Portland | x1PVX1 | 0.0053446 | 0.0058021 | 0.0063195 | 0.00724 | 0.0087355 | 0.0099506 | 0.011264 | 0.011184 | 0.010188 | 0.0078039 | 0.0060828 | 0.0052448
| Portland | PVX2 | 0 | 0 | 0 | 0 | 0 | 0 | 0 | 0 | 0 | 0 | 0 | 0
| Portland | x2PVX2 | 0 | 0 | 0 | 0 | 0 | 0 | 0 | 0 | 0 | 0 | 0 | 0
| Portland | PVXT | 0.0053446 | 0.0058021 | 0.0063195 | 0.00724 | 0.0087355 | 0.0099506 | 0.011264 | 0.011184 | 0.010188 | 0.0078039 | 0.0060828 | 0.0052448
| Portland | PVA1 | 0.0050788 | 0.0054975 | 0.006094 | 0.0071365 | 0.0087653 | 0.010088 | 0.011456 | 0.011171 | 0.0098228 | 0.0073902 | 0.0057303 | 0.0049845
| Portland | x1PVA1 | 0.0050788 | 0.0054975 | 0.006094 | 0.0071365 | 0.0087653 | 0.010088 | 0.011456 | 0.011171 | 0.0098228 | 0.0073902 | 0.0057303 | 0.0049845
| Portland | PVA2 | 0 | 0 | 0 | 0 | 0 | 0 | 0 | 0 | 0 | 0 | 0 | 0
| Portland | x2PVA2 | 0 | 0 | 0 | 0 | 0 | 0 | 0 | 0 | 0 | 0 | 0 | 0
| Portland | PVAT | 0.0050788 | 0.0054975 | 0.006094 | 0.0071365 | 0.0087653 | 0.010088 | 0.011456 | 0.011171 | 0.0098228 | 0.0073902 | 0.0057303 | 0.0049845
| Portland | y1 | 1 | 1 | 1 | 1 | 1 | 1 | 1 | 1 | 1 | 1 | 1 | 1
| Portland | MWV1 | 130 | 130 | 130 | 130 | 130 | 130 | 130 | 130 | 130 | 130 | 130 | 130
| Portland | y2 | 0 | 0 | 0 | 0 | 0 | 0 | 0 | 0 | 0 | 0 | 0 | 0
| Portland | MWV2 | 0 | 0 | 0 | 0 | 0 | 0 | 0 | 0 | 0 | 0 | 0 | 0
| Portland | MWVT | 130 | 130 | 130 | 130 | 130 | 130 | 130 | 130 | 130 | 130 | 130 | 130
FX - 15 | Portland | PA | 14.7 | 14.7 | 14.7 | 14.7 | 14.7 | 14.7 | 14.7 | 14.7 | 14.7 | 14.7 | 14.7 | 14.7 |  | 29 | 1 | 3 | 1 | 19 | 20 | 25 | 1 | 2 | 5 | 15 |  |  | 197 |  | 197
| Portland | PBP | 0.03 | 0.03 | 0.03 | 0.03 | 0.03 | 0.03 | 0.03 | 0.03 | 0.03 | 0.03 | 0.03 | 0.03 | [12 empty] | 15
| Portland | PBV | -0.03 | -0.03 | -0.03 | -0.03 | -0.03 | -0.03 | -0.03 | -0.03 | -0.03 | -0.03 | -0.03 | -0.03 | [12 empty] | 16
| Portland | Comp 1 Name | Jet kerosene | Jet kerosene | Jet kerosene | Jet kerosene | Jet kerosene | Jet kerosene | Jet kerosene | Jet kerosene | Jet kerosene | Jet kerosene | Jet kerosene | Jet kerosene | [13 empty] | 1 | 197 | 1 | 197
| Portland | Comp 1 Type | Select Pet Stock | Select Pet Stock | Select Pet Stock | Select Pet Stock | Select Pet Stock | Select Pet Stock | Select Pet Stock | Select Pet Stock | Select Pet Stock | Select Pet Stock | Select Pet Stock | Select Pet Stock | [13 empty] | 1 | 199 | 1 | 200
| Portland | Comp 2 Name | 0 | 0 | 0 | 0 | 0 | 0 | 0 | 0 | 0 | 0 | 0 | 0 | [13 empty] | 1 | 198 | 1 | 198
| Portland | Comp 2 Type | 0 | 0 | 0 | 0 | 0 | 0 | 0 | 0 | 0 | 0 | 0 | 0 | [13 empty] | 1 | 200 | 1 | 200
| Portland | x1 | 1 | 1 | 1 | 1 | 1 | 1 | 1 | 1 | 1 | 1 | 1 | 1 | [13 empty] | 1 | 206 | 1 | 206
| Portland | MW1 | 162 | 162 | 162 | 162 | 162 | 162 | 162 | 162 | 162 | 162 | 162 | 162 | [13 empty] | 1 | 203 | 1 | 203
| Portland | x2 | 0 | 0 | 0 | 0 | 0 | 0 | 0 | 0 | 0 | 0 | 0 | 0 | [13 empty] | 1 | 207 | 1 | 207
| Portland | MW2 | 0 | 0 | 0 | 0 | 0 | 0 | 0 | 0 | 0 | 0 | 0 | 0 | [13 empty] | 1 | 204 | 1 | 204
| Portland | TLN | 43.9 | 44.7 | 46.1 | 48.6 | 53.15 | 56.95 | 60.45 | 60.9 | 58.6 | 52.65 | 47.1 | 43.6 | [15 empty] | 1 | 207
| Portland | TLX | 43.9 | 44.7 | 46.1 | 48.6 | 53.15 | 56.95 | 60.45 | 60.9 | 58.6 | 52.65 | 47.1 | 43.6 | [15 empty] | 1 | 208
| Portland | TLA | 43.9 | 44.7 | 46.1 | 48.6 | 53.15 | 56.95 | 60.45 | 60.9 | 58.6 | 52.65 | 47.1 | 43.6 | [15 empty] | 1 | 210
| Portland | PVN1 | 0.0047396 | 0.0048749 | 0.0051199 | 0.0055847 | 0.0065274 | 0.00742 | 0.0083358 | 0.0084605 | 0.00784 | 0.0064173 | 0.0053015 | 0.0046897
| Portland | x1PVN1 | 0.0047396 | 0.0048749 | 0.0051199 | 0.0055847 | 0.0065274 | 0.00742 | 0.0083358 | 0.0084605 | 0.00784 | 0.0064173 | 0.0053015 | 0.0046897
| Portland | PVN2 | 0 | 0 | 0 | 0 | 0 | 0 | 0 | 0 | 0 | 0 | 0 | 0
| Portland | x2PVN2 | 0 | 0 | 0 | 0 | 0 | 0 | 0 | 0 | 0 | 0 | 0 | 0
| Portland | PVNT | 0.0047396 | 0.0048749 | 0.0051199 | 0.0055847 | 0.0065274 | 0.00742 | 0.0083358 | 0.0084605 | 0.00784 | 0.0064173 | 0.0053015 | 0.0046897
| Portland | PVX1 | 0.0047396 | 0.0048749 | 0.0051199 | 0.0055847 | 0.0065274 | 0.00742 | 0.0083358 | 0.0084605 | 0.00784 | 0.0064173 | 0.0053015 | 0.0046897
| Portland | x1PVX1 | 0.0047396 | 0.0048749 | 0.0051199 | 0.0055847 | 0.0065274 | 0.00742 | 0.0083358 | 0.0084605 | 0.00784 | 0.0064173 | 0.0053015 | 0.0046897
| Portland | PVX2 | 0 | 0 | 0 | 0 | 0 | 0 | 0 | 0 | 0 | 0 | 0 | 0
| Portland | x2PVX2 | 0 | 0 | 0 | 0 | 0 | 0 | 0 | 0 | 0 | 0 | 0 | 0
| Portland | PVXT | 0.0047396 | 0.0048749 | 0.0051199 | 0.0055847 | 0.0065274 | 0.00742 | 0.0083358 | 0.0084605 | 0.00784 | 0.0064173 | 0.0053015 | 0.0046897
| Portland | PVA1 | 0.0047396 | 0.0048749 | 0.0051199 | 0.0055847 | 0.0065274 | 0.00742 | 0.0083358 | 0.0084605 | 0.00784 | 0.0064173 | 0.0053015 | 0.0046897
| Portland | x1PVA1 | 0.0047396 | 0.0048749 | 0.0051199 | 0.0055847 | 0.0065274 | 0.00742 | 0.0083358 | 0.0084605 | 0.00784 | 0.0064173 | 0.0053015 | 0.0046897
| Portland | PVA2 | 0 | 0 | 0 | 0 | 0 | 0 | 0 | 0 | 0 | 0 | 0 | 0
| Portland | x2PVA2 | 0 | 0 | 0 | 0 | 0 | 0 | 0 | 0 | 0 | 0 | 0 | 0
| Portland | PVAT | 0.0047396 | 0.0048749 | 0.0051199 | 0.0055847 | 0.0065274 | 0.00742 | 0.0083358 | 0.0084605 | 0.00784 | 0.0064173 | 0.0053015 | 0.0046897
| Portland | y1 | 1 | 1 | 1 | 1 | 1 | 1 | 1 | 1 | 1 | 1 | 1 | 1
| Portland | MWV1 | 130 | 130 | 130 | 130 | 130 | 130 | 130 | 130 | 130 | 130 | 130 | 130
| Portland | y2 | 0 | 0 | 0 | 0 | 0 | 0 | 0 | 0 | 0 | 0 | 0 | 0
| Portland | MWV2 | 0 | 0 | 0 | 0 | 0 | 0 | 0 | 0 | 0 | 0 | 0 | 0
| Portland | MWVT | 130 | 130 | 130 | 130 | 130 | 130 | 130 | 130 | 130 | 130 | 130 | 130
FX - 16 | Portland | PA | 14.7 | 14.7 | 14.7 | 14.7 | 14.7 | 14.7 | 14.7 | 14.7 | 14.7 | 14.7 | 14.7 | 14.7 |  | 31 | 1 | 3 | 1 | 19 | 20 | 25 | 1 | 2 | 5 | 15 |  |  | 211 |  | 211
| Portland | PBP | 0.03 | 0.03 | 0.03 | 0.03 | 0.03 | 0.03 | 0.03 | 0.03 | 0.03 | 0.03 | 0.03 | 0.03 | [12 empty] | 15
| Portland | PBV | -0.03 | -0.03 | -0.03 | -0.03 | -0.03 | -0.03 | -0.03 | -0.03 | -0.03 | -0.03 | -0.03 | -0.03 | [12 empty] | 16
| Portland | Comp 1 Name | Jet kerosene | Jet kerosene | Jet kerosene | Jet kerosene | Jet kerosene | Jet kerosene | Jet kerosene | Jet kerosene | Jet kerosene | Jet kerosene | Jet kerosene | Jet kerosene | [13 empty] | 1 | 211 | 1 | 211
| Portland | Comp 1 Type | Select Pet Stock | Select Pet Stock | Select Pet Stock | Select Pet Stock | Select Pet Stock | Select Pet Stock | Select Pet Stock | Select Pet Stock | Select Pet Stock | Select Pet Stock | Select Pet Stock | Select Pet Stock | [13 empty] | 1 | 213 | 1 | 214
| Portland | Comp 2 Name | 0 | 0 | 0 | 0 | 0 | 0 | 0 | 0 | 0 | 0 | 0 | 0 | [13 empty] | 1 | 212 | 1 | 212
| Portland | Comp 2 Type | 0 | 0 | 0 | 0 | 0 | 0 | 0 | 0 | 0 | 0 | 0 | 0 | [13 empty] | 1 | 214 | 1 | 214
| Portland | x1 | 1 | 1 | 1 | 1 | 1 | 1 | 1 | 1 | 1 | 1 | 1 | 1 | [13 empty] | 1 | 220 | 1 | 220
| Portland | MW1 | 162 | 162 | 162 | 162 | 162 | 162 | 162 | 162 | 162 | 162 | 162 | 162 | [13 empty] | 1 | 217 | 1 | 217
| Portland | x2 | 0 | 0 | 0 | 0 | 0 | 0 | 0 | 0 | 0 | 0 | 0 | 0 | [13 empty] | 1 | 221 | 1 | 221
| Portland | MW2 | 0 | 0 | 0 | 0 | 0 | 0 | 0 | 0 | 0 | 0 | 0 | 0 | [13 empty] | 1 | 218 | 1 | 218
| Portland | TLN | 43.9 | 44.7 | 46.1 | 48.6 | 53.15 | 56.95 | 60.45 | 60.9 | 58.6 | 52.65 | 47.1 | 43.6 | [15 empty] | 1 | 221
| Portland | TLX | 43.9 | 44.7 | 46.1 | 48.6 | 53.15 | 56.95 | 60.45 | 60.9 | 58.6 | 52.65 | 47.1 | 43.6 | [15 empty] | 1 | 222
| Portland | TLA | 43.9 | 44.7 | 46.1 | 48.6 | 53.15 | 56.95 | 60.45 | 60.9 | 58.6 | 52.65 | 47.1 | 43.6 | [15 empty] | 1 | 224
| Portland | PVN1 | 0.0047396 | 0.0048749 | 0.0051199 | 0.0055847 | 0.0065274 | 0.00742 | 0.0083358 | 0.0084605 | 0.00784 | 0.0064173 | 0.0053015 | 0.0046897
| Portland | x1PVN1 | 0.0047396 | 0.0048749 | 0.0051199 | 0.0055847 | 0.0065274 | 0.00742 | 0.0083358 | 0.0084605 | 0.00784 | 0.0064173 | 0.0053015 | 0.0046897
| Portland | PVN2 | 0 | 0 | 0 | 0 | 0 | 0 | 0 | 0 | 0 | 0 | 0 | 0
| Portland | x2PVN2 | 0 | 0 | 0 | 0 | 0 | 0 | 0 | 0 | 0 | 0 | 0 | 0
| Portland | PVNT | 0.0047396 | 0.0048749 | 0.0051199 | 0.0055847 | 0.0065274 | 0.00742 | 0.0083358 | 0.0084605 | 0.00784 | 0.0064173 | 0.0053015 | 0.0046897
| Portland | PVX1 | 0.0047396 | 0.0048749 | 0.0051199 | 0.0055847 | 0.0065274 | 0.00742 | 0.0083358 | 0.0084605 | 0.00784 | 0.0064173 | 0.0053015 | 0.0046897
| Portland | x1PVX1 | 0.0047396 | 0.0048749 | 0.0051199 | 0.0055847 | 0.0065274 | 0.00742 | 0.0083358 | 0.0084605 | 0.00784 | 0.0064173 | 0.0053015 | 0.0046897
| Portland | PVX2 | 0 | 0 | 0 | 0 | 0 | 0 | 0 | 0 | 0 | 0 | 0 | 0
| Portland | x2PVX2 | 0 | 0 | 0 | 0 | 0 | 0 | 0 | 0 | 0 | 0 | 0 | 0
| Portland | PVXT | 0.0047396 | 0.0048749 | 0.0051199 | 0.0055847 | 0.0065274 | 0.00742 | 0.0083358 | 0.0084605 | 0.00784 | 0.0064173 | 0.0053015 | 0.0046897
| Portland | PVA1 | 0.0047396 | 0.0048749 | 0.0051199 | 0.0055847 | 0.0065274 | 0.00742 | 0.0083358 | 0.0084605 | 0.00784 | 0.0064173 | 0.0053015 | 0.0046897
| Portland | x1PVA1 | 0.0047396 | 0.0048749 | 0.0051199 | 0.0055847 | 0.0065274 | 0.00742 | 0.0083358 | 0.0084605 | 0.00784 | 0.0064173 | 0.0053015 | 0.0046897
| Portland | PVA2 | 0 | 0 | 0 | 0 | 0 | 0 | 0 | 0 | 0 | 0 | 0 | 0
| Portland | x2PVA2 | 0 | 0 | 0 | 0 | 0 | 0 | 0 | 0 | 0 | 0 | 0 | 0
| Portland | PVAT | 0.0047396 | 0.0048749 | 0.0051199 | 0.0055847 | 0.0065274 | 0.00742 | 0.0083358 | 0.0084605 | 0.00784 | 0.0064173 | 0.0053015 | 0.0046897
| Portland | y1 | 1 | 1 | 1 | 1 | 1 | 1 | 1 | 1 | 1 | 1 | 1 | 1
| Portland | MWV1 | 130 | 130 | 130 | 130 | 130 | 130 | 130 | 130 | 130 | 130 | 130 | 130
| Portland | y2 | 0 | 0 | 0 | 0 | 0 | 0 | 0 | 0 | 0 | 0 | 0 | 0
| Portland | MWV2 | 0 | 0 | 0 | 0 | 0 | 0 | 0 | 0 | 0 | 0 | 0 | 0
| Portland | MWVT | 130 | 130 | 130 | 130 | 130 | 130 | 130 | 130 | 130 | 130 | 130 | 130
FX - 17 | Portland | PA | 14.7 | 14.7 | 14.7 | 14.7 | 14.7 | 14.7 | 14.7 | 14.7 | 14.7 | 14.7 | 14.7 | 14.7 |  | 33 | 1 | 3 | 1 | 19 | 20 | 25 | 1 | 2 | 5 | 15 |  |  | 225 |  | 225
| Portland | PBP | 0.03 | 0.03 | 0.03 | 0.03 | 0.03 | 0.03 | 0.03 | 0.03 | 0.03 | 0.03 | 0.03 | 0.03 | [12 empty] | 15
| Portland | PBV | -0.03 | -0.03 | -0.03 | -0.03 | -0.03 | -0.03 | -0.03 | -0.03 | -0.03 | -0.03 | -0.03 | -0.03 | [12 empty] | 16
| Portland | Comp 1 Name | Jet kerosene | Jet kerosene | Jet kerosene | Jet kerosene | Jet kerosene | Jet kerosene | Jet kerosene | Jet kerosene | Jet kerosene | Jet kerosene | Jet kerosene | Jet kerosene | [13 empty] | 1 | 225 | 1 | 225
| Portland | Comp 1 Type | Select Pet Stock | Select Pet Stock | Select Pet Stock | Select Pet Stock | Select Pet Stock | Select Pet Stock | Select Pet Stock | Select Pet Stock | Select Pet Stock | Select Pet Stock | Select Pet Stock | Select Pet Stock | [13 empty] | 1 | 227 | 1 | 228
| Portland | Comp 2 Name | 0 | 0 | 0 | 0 | 0 | 0 | 0 | 0 | 0 | 0 | 0 | 0 | [13 empty] | 1 | 226 | 1 | 226
| Portland | Comp 2 Type | 0 | 0 | 0 | 0 | 0 | 0 | 0 | 0 | 0 | 0 | 0 | 0 | [13 empty] | 1 | 228 | 1 | 228
| Portland | x1 | 1 | 1 | 1 | 1 | 1 | 1 | 1 | 1 | 1 | 1 | 1 | 1 | [13 empty] | 1 | 234 | 1 | 234
| Portland | MW1 | 162 | 162 | 162 | 162 | 162 | 162 | 162 | 162 | 162 | 162 | 162 | 162 | [13 empty] | 1 | 231 | 1 | 231
| Portland | x2 | 0 | 0 | 0 | 0 | 0 | 0 | 0 | 0 | 0 | 0 | 0 | 0 | [13 empty] | 1 | 235 | 1 | 235
| Portland | MW2 | 0 | 0 | 0 | 0 | 0 | 0 | 0 | 0 | 0 | 0 | 0 | 0 | [13 empty] | 1 | 232 | 1 | 232
| Portland | TLN | 43.9 | 44.7 | 46.1 | 48.6 | 53.15 | 56.95 | 60.45 | 60.9 | 58.6 | 52.65 | 47.1 | 43.6 | [15 empty] | 1 | 235
| Portland | TLX | 43.9 | 44.7 | 46.1 | 48.6 | 53.15 | 56.95 | 60.45 | 60.9 | 58.6 | 52.65 | 47.1 | 43.6 | [15 empty] | 1 | 236
| Portland | TLA | 43.9 | 44.7 | 46.1 | 48.6 | 53.15 | 56.95 | 60.45 | 60.9 | 58.6 | 52.65 | 47.1 | 43.6 | [15 empty] | 1 | 238
| Portland | PVN1 | 0.0047396 | 0.0048749 | 0.0051199 | 0.0055847 | 0.0065274 | 0.00742 | 0.0083358 | 0.0084605 | 0.00784 | 0.0064173 | 0.0053015 | 0.0046897
| Portland | x1PVN1 | 0.0047396 | 0.0048749 | 0.0051199 | 0.0055847 | 0.0065274 | 0.00742 | 0.0083358 | 0.0084605 | 0.00784 | 0.0064173 | 0.0053015 | 0.0046897
| Portland | PVN2 | 0 | 0 | 0 | 0 | 0 | 0 | 0 | 0 | 0 | 0 | 0 | 0
| Portland | x2PVN2 | 0 | 0 | 0 | 0 | 0 | 0 | 0 | 0 | 0 | 0 | 0 | 0
| Portland | PVNT | 0.0047396 | 0.0048749 | 0.0051199 | 0.0055847 | 0.0065274 | 0.00742 | 0.0083358 | 0.0084605 | 0.00784 | 0.0064173 | 0.0053015 | 0.0046897
| Portland | PVX1 | 0.0047396 | 0.0048749 | 0.0051199 | 0.0055847 | 0.0065274 | 0.00742 | 0.0083358 | 0.0084605 | 0.00784 | 0.0064173 | 0.0053015 | 0.0046897
| Portland | x1PVX1 | 0.0047396 | 0.0048749 | 0.0051199 | 0.0055847 | 0.0065274 | 0.00742 | 0.0083358 | 0.0084605 | 0.00784 | 0.0064173 | 0.0053015 | 0.0046897
| Portland | PVX2 | 0 | 0 | 0 | 0 | 0 | 0 | 0 | 0 | 0 | 0 | 0 | 0
| Portland | x2PVX2 | 0 | 0 | 0 | 0 | 0 | 0 | 0 | 0 | 0 | 0 | 0 | 0
| Portland | PVXT | 0.0047396 | 0.0048749 | 0.0051199 | 0.0055847 | 0.0065274 | 0.00742 | 0.0083358 | 0.0084605 | 0.00784 | 0.0064173 | 0.0053015 | 0.0046897
| Portland | PVA1 | 0.0047396 | 0.0048749 | 0.0051199 | 0.0055847 | 0.0065274 | 0.00742 | 0.0083358 | 0.0084605 | 0.00784 | 0.0064173 | 0.0053015 | 0.0046897
| Portland | x1PVA1 | 0.0047396 | 0.0048749 | 0.0051199 | 0.0055847 | 0.0065274 | 0.00742 | 0.0083358 | 0.0084605 | 0.00784 | 0.0064173 | 0.0053015 | 0.0046897
| Portland | PVA2 | 0 | 0 | 0 | 0 | 0 | 0 | 0 | 0 | 0 | 0 | 0 | 0
| Portland | x2PVA2 | 0 | 0 | 0 | 0 | 0 | 0 | 0 | 0 | 0 | 0 | 0 | 0
| Portland | PVAT | 0.0047396 | 0.0048749 | 0.0051199 | 0.0055847 | 0.0065274 | 0.00742 | 0.0083358 | 0.0084605 | 0.00784 | 0.0064173 | 0.0053015 | 0.0046897
| Portland | y1 | 1 | 1 | 1 | 1 | 1 | 1 | 1 | 1 | 1 | 1 | 1 | 1
| Portland | MWV1 | 130 | 130 | 130 | 130 | 130 | 130 | 130 | 130 | 130 | 130 | 130 | 130
| Portland | y2 | 0 | 0 | 0 | 0 | 0 | 0 | 0 | 0 | 0 | 0 | 0 | 0
| Portland | MWV2 | 0 | 0 | 0 | 0 | 0 | 0 | 0 | 0 | 0 | 0 | 0 | 0
| Portland | MWVT | 130 | 130 | 130 | 130 | 130 | 130 | 130 | 130 | 130 | 130 | 130 | 130
FX - 18 | Portland | PA | 14.7 | 14.7 | 14.7 | 14.7 | 14.7 | 14.7 | 14.7 | 14.7 | 14.7 | 14.7 | 14.7 | 14.7 |  | 35 | 1 | 3 | 1 | 19 | 20 | 25 | 1 | 2 | 5 | 15 |  |  | 239 |  | 239
| Portland | PBP | 0.03 | 0.03 | 0.03 | 0.03 | 0.03 | 0.03 | 0.03 | 0.03 | 0.03 | 0.03 | 0.03 | 0.03 | [12 empty] | 15
| Portland | PBV | -0.03 | -0.03 | -0.03 | -0.03 | -0.03 | -0.03 | -0.03 | -0.03 | -0.03 | -0.03 | -0.03 | -0.03 | [12 empty] | 16
| Portland | Comp 1 Name | Jet kerosene | Jet kerosene | Jet kerosene | Jet kerosene | Jet kerosene | Jet kerosene | Jet kerosene | Jet kerosene | Jet kerosene | Jet kerosene | Jet kerosene | Jet kerosene | [13 empty] | 1 | 239 | 1 | 239
| Portland | Comp 1 Type | Select Pet Stock | Select Pet Stock | Select Pet Stock | Select Pet Stock | Select Pet Stock | Select Pet Stock | Select Pet Stock | Select Pet Stock | Select Pet Stock | Select Pet Stock | Select Pet Stock | Select Pet Stock | [13 empty] | 1 | 241 | 1 | 242
| Portland | Comp 2 Name | 0 | 0 | 0 | 0 | 0 | 0 | 0 | 0 | 0 | 0 | 0 | 0 | [13 empty] | 1 | 240 | 1 | 240
| Portland | Comp 2 Type | 0 | 0 | 0 | 0 | 0 | 0 | 0 | 0 | 0 | 0 | 0 | 0 | [13 empty] | 1 | 242 | 1 | 242
| Portland | x1 | 1 | 1 | 1 | 1 | 1 | 1 | 1 | 1 | 1 | 1 | 1 | 1 | [13 empty] | 1 | 248 | 1 | 248
| Portland | MW1 | 162 | 162 | 162 | 162 | 162 | 162 | 162 | 162 | 162 | 162 | 162 | 162 | [13 empty] | 1 | 245 | 1 | 245
| Portland | x2 | 0 | 0 | 0 | 0 | 0 | 0 | 0 | 0 | 0 | 0 | 0 | 0 | [13 empty] | 1 | 249 | 1 | 249
| Portland | MW2 | 0 | 0 | 0 | 0 | 0 | 0 | 0 | 0 | 0 | 0 | 0 | 0 | [13 empty] | 1 | 246 | 1 | 246
| Portland | TLN | 43.9 | 44.7 | 46.1 | 48.6 | 53.15 | 56.95 | 60.45 | 60.9 | 58.6 | 52.65 | 47.1 | 43.6 | [15 empty] | 1 | 249
| Portland | TLX | 43.9 | 44.7 | 46.1 | 48.6 | 53.15 | 56.95 | 60.45 | 60.9 | 58.6 | 52.65 | 47.1 | 43.6 | [15 empty] | 1 | 250
| Portland | TLA | 43.9 | 44.7 | 46.1 | 48.6 | 53.15 | 56.95 | 60.45 | 60.9 | 58.6 | 52.65 | 47.1 | 43.6 | [15 empty] | 1 | 252
| Portland | PVN1 | 0.0047396 | 0.0048749 | 0.0051199 | 0.0055847 | 0.0065274 | 0.00742 | 0.0083358 | 0.0084605 | 0.00784 | 0.0064173 | 0.0053015 | 0.0046897
| Portland | x1PVN1 | 0.0047396 | 0.0048749 | 0.0051199 | 0.0055847 | 0.0065274 | 0.00742 | 0.0083358 | 0.0084605 | 0.00784 | 0.0064173 | 0.0053015 | 0.0046897
| Portland | PVN2 | 0 | 0 | 0 | 0 | 0 | 0 | 0 | 0 | 0 | 0 | 0 | 0
| Portland | x2PVN2 | 0 | 0 | 0 | 0 | 0 | 0 | 0 | 0 | 0 | 0 | 0 | 0
| Portland | PVNT | 0.0047396 | 0.0048749 | 0.0051199 | 0.0055847 | 0.0065274 | 0.00742 | 0.0083358 | 0.0084605 | 0.00784 | 0.0064173 | 0.0053015 | 0.0046897
| Portland | PVX1 | 0.0047396 | 0.0048749 | 0.0051199 | 0.0055847 | 0.0065274 | 0.00742 | 0.0083358 | 0.0084605 | 0.00784 | 0.0064173 | 0.0053015 | 0.0046897
| Portland | x1PVX1 | 0.0047396 | 0.0048749 | 0.0051199 | 0.0055847 | 0.0065274 | 0.00742 | 0.0083358 | 0.0084605 | 0.00784 | 0.0064173 | 0.0053015 | 0.0046897
| Portland | PVX2 | 0 | 0 | 0 | 0 | 0 | 0 | 0 | 0 | 0 | 0 | 0 | 0
| Portland | x2PVX2 | 0 | 0 | 0 | 0 | 0 | 0 | 0 | 0 | 0 | 0 | 0 | 0
| Portland | PVXT | 0.0047396 | 0.0048749 | 0.0051199 | 0.0055847 | 0.0065274 | 0.00742 | 0.0083358 | 0.0084605 | 0.00784 | 0.0064173 | 0.0053015 | 0.0046897
| Portland | PVA1 | 0.0047396 | 0.0048749 | 0.0051199 | 0.0055847 | 0.0065274 | 0.00742 | 0.0083358 | 0.0084605 | 0.00784 | 0.0064173 | 0.0053015 | 0.0046897
| Portland | x1PVA1 | 0.0047396 | 0.0048749 | 0.0051199 | 0.0055847 | 0.0065274 | 0.00742 | 0.0083358 | 0.0084605 | 0.00784 | 0.0064173 | 0.0053015 | 0.0046897
| Portland | PVA2 | 0 | 0 | 0 | 0 | 0 | 0 | 0 | 0 | 0 | 0 | 0 | 0
| Portland | x2PVA2 | 0 | 0 | 0 | 0 | 0 | 0 | 0 | 0 | 0 | 0 | 0 | 0
| Portland | PVAT | 0.0047396 | 0.0048749 | 0.0051199 | 0.0055847 | 0.0065274 | 0.00742 | 0.0083358 | 0.0084605 | 0.00784 | 0.0064173 | 0.0053015 | 0.0046897
| Portland | y1 | 1 | 1 | 1 | 1 | 1 | 1 | 1 | 1 | 1 | 1 | 1 | 1
| Portland | MWV1 | 130 | 130 | 130 | 130 | 130 | 130 | 130 | 130 | 130 | 130 | 130 | 130
| Portland | y2 | 0 | 0 | 0 | 0 | 0 | 0 | 0 | 0 | 0 | 0 | 0 | 0
| Portland | MWV2 | 0 | 0 | 0 | 0 | 0 | 0 | 0 | 0 | 0 | 0 | 0 | 0
| Portland | MWVT | 130 | 130 | 130 | 130 | 130 | 130 | 130 | 130 | 130 | 130 | 130 | 130
FX - 19 | Portland | PA | 14.7 | 14.7 | 14.7 | 14.7 | 14.7 | 14.7 | 14.7 | 14.7 | 14.7 | 14.7 | 14.7 | 14.7 |  | 37 | 1 | 3 | 1 | 19 | 20 | 25 | 1 | 2 | 5 | 15 |  |  | 253 |  | 253
| Portland | PBP | 0.03 | 0.03 | 0.03 | 0.03 | 0.03 | 0.03 | 0.03 | 0.03 | 0.03 | 0.03 | 0.03 | 0.03 | [12 empty] | 15
| Portland | PBV | -0.03 | -0.03 | -0.03 | -0.03 | -0.03 | -0.03 | -0.03 | -0.03 | -0.03 | -0.03 | -0.03 | -0.03 | [12 empty] | 16
| Portland | Comp 1 Name | Jet kerosene | Jet kerosene | Jet kerosene | Jet kerosene | Jet kerosene | Jet kerosene | Jet kerosene | Jet kerosene | Jet kerosene | Jet kerosene | Jet kerosene | Jet kerosene | [13 empty] | 1 | 253 | 1 | 253
| Portland | Comp 1 Type | Select Pet Stock | Select Pet Stock | Select Pet Stock | Select Pet Stock | Select Pet Stock | Select Pet Stock | Select Pet Stock | Select Pet Stock | Select Pet Stock | Select Pet Stock | Select Pet Stock | Select Pet Stock | [13 empty] | 1 | 255 | 1 | 256
| Portland | Comp 2 Name | 0 | 0 | 0 | 0 | 0 | 0 | 0 | 0 | 0 | 0 | 0 | 0 | [13 empty] | 1 | 254 | 1 | 254
| Portland | Comp 2 Type | 0 | 0 | 0 | 0 | 0 | 0 | 0 | 0 | 0 | 0 | 0 | 0 | [13 empty] | 1 | 256 | 1 | 256
| Portland | x1 | 1 | 1 | 1 | 1 | 1 | 1 | 1 | 1 | 1 | 1 | 1 | 1 | [13 empty] | 1 | 262 | 1 | 262
| Portland | MW1 | 162 | 162 | 162 | 162 | 162 | 162 | 162 | 162 | 162 | 162 | 162 | 162 | [13 empty] | 1 | 259 | 1 | 259
| Portland | x2 | 0 | 0 | 0 | 0 | 0 | 0 | 0 | 0 | 0 | 0 | 0 | 0 | [13 empty] | 1 | 263 | 1 | 263
| Portland | MW2 | 0 | 0 | 0 | 0 | 0 | 0 | 0 | 0 | 0 | 0 | 0 | 0 | [13 empty] | 1 | 260 | 1 | 260
| Portland | TLN | 43.9 | 44.7 | 46.1 | 48.6 | 53.15 | 56.95 | 60.45 | 60.9 | 58.6 | 52.65 | 47.1 | 43.6 | [15 empty] | 1 | 263
| Portland | TLX | 43.9 | 44.7 | 46.1 | 48.6 | 53.15 | 56.95 | 60.45 | 60.9 | 58.6 | 52.65 | 47.1 | 43.6 | [15 empty] | 1 | 264
| Portland | TLA | 43.9 | 44.7 | 46.1 | 48.6 | 53.15 | 56.95 | 60.45 | 60.9 | 58.6 | 52.65 | 47.1 | 43.6 | [15 empty] | 1 | 266
| Portland | PVN1 | 0.0047396 | 0.0048749 | 0.0051199 | 0.0055847 | 0.0065274 | 0.00742 | 0.0083358 | 0.0084605 | 0.00784 | 0.0064173 | 0.0053015 | 0.0046897
| Portland | x1PVN1 | 0.0047396 | 0.0048749 | 0.0051199 | 0.0055847 | 0.0065274 | 0.00742 | 0.0083358 | 0.0084605 | 0.00784 | 0.0064173 | 0.0053015 | 0.0046897
| Portland | PVN2 | 0 | 0 | 0 | 0 | 0 | 0 | 0 | 0 | 0 | 0 | 0 | 0
| Portland | x2PVN2 | 0 | 0 | 0 | 0 | 0 | 0 | 0 | 0 | 0 | 0 | 0 | 0
| Portland | PVNT | 0.0047396 | 0.0048749 | 0.0051199 | 0.0055847 | 0.0065274 | 0.00742 | 0.0083358 | 0.0084605 | 0.00784 | 0.0064173 | 0.0053015 | 0.0046897
| Portland | PVX1 | 0.0047396 | 0.0048749 | 0.0051199 | 0.0055847 | 0.0065274 | 0.00742 | 0.0083358 | 0.0084605 | 0.00784 | 0.0064173 | 0.0053015 | 0.0046897
| Portland | x1PVX1 | 0.0047396 | 0.0048749 | 0.0051199 | 0.0055847 | 0.0065274 | 0.00742 | 0.0083358 | 0.0084605 | 0.00784 | 0.0064173 | 0.0053015 | 0.0046897
| Portland | PVX2 | 0 | 0 | 0 | 0 | 0 | 0 | 0 | 0 | 0 | 0 | 0 | 0
| Portland | x2PVX2 | 0 | 0 | 0 | 0 | 0 | 0 | 0 | 0 | 0 | 0 | 0 | 0
| Portland | PVXT | 0.0047396 | 0.0048749 | 0.0051199 | 0.0055847 | 0.0065274 | 0.00742 | 0.0083358 | 0.0084605 | 0.00784 | 0.0064173 | 0.0053015 | 0.0046897
| Portland | PVA1 | 0.0047396 | 0.0048749 | 0.0051199 | 0.0055847 | 0.0065274 | 0.00742 | 0.0083358 | 0.0084605 | 0.00784 | 0.0064173 | 0.0053015 | 0.0046897
| Portland | x1PVA1 | 0.0047396 | 0.0048749 | 0.0051199 | 0.0055847 | 0.0065274 | 0.00742 | 0.0083358 | 0.0084605 | 0.00784 | 0.0064173 | 0.0053015 | 0.0046897
| Portland | PVA2 | 0 | 0 | 0 | 0 | 0 | 0 | 0 | 0 | 0 | 0 | 0 | 0
| Portland | x2PVA2 | 0 | 0 | 0 | 0 | 0 | 0 | 0 | 0 | 0 | 0 | 0 | 0
| Portland | PVAT | 0.0047396 | 0.0048749 | 0.0051199 | 0.0055847 | 0.0065274 | 0.00742 | 0.0083358 | 0.0084605 | 0.00784 | 0.0064173 | 0.0053015 | 0.0046897
| Portland | y1 | 1 | 1 | 1 | 1 | 1 | 1 | 1 | 1 | 1 | 1 | 1 | 1
| Portland | MWV1 | 130 | 130 | 130 | 130 | 130 | 130 | 130 | 130 | 130 | 130 | 130 | 130
| Portland | y2 | 0 | 0 | 0 | 0 | 0 | 0 | 0 | 0 | 0 | 0 | 0 | 0
| Portland | MWV2 | 0 | 0 | 0 | 0 | 0 | 0 | 0 | 0 | 0 | 0 | 0 | 0
| Portland | MWVT | 130 | 130 | 130 | 130 | 130 | 130 | 130 | 130 | 130 | 130 | 130 | 130
FX - 20 | Portland | PA | 14.7 | 14.7 | 14.7 | 14.7 | 14.7 | 14.7 | 14.7 | 14.7 | 14.7 | 14.7 | 14.7 | 14.7 |  | 39 | 1 | 3 | 1 | 19 | 20 | 25 | 1 | 2 | 5 | 15 |  |  | 267 |  | 267
| Portland | PBP | 0.03 | 0.03 | 0.03 | 0.03 | 0.03 | 0.03 | 0.03 | 0.03 | 0.03 | 0.03 | 0.03 | 0.03 | [12 empty] | 15
| Portland | PBV | -0.03 | -0.03 | -0.03 | -0.03 | -0.03 | -0.03 | -0.03 | -0.03 | -0.03 | -0.03 | -0.03 | -0.03 | [12 empty] | 16
| Portland | Comp 1 Name | Jet kerosene | Jet kerosene | Jet kerosene | Jet kerosene | Jet kerosene | Jet kerosene | Jet kerosene | Jet kerosene | Jet kerosene | Jet kerosene | Jet kerosene | Jet kerosene | [13 empty] | 1 | 267 | 1 | 267
| Portland | Comp 1 Type | Select Pet Stock | Select Pet Stock | Select Pet Stock | Select Pet Stock | Select Pet Stock | Select Pet Stock | Select Pet Stock | Select Pet Stock | Select Pet Stock | Select Pet Stock | Select Pet Stock | Select Pet Stock | [13 empty] | 1 | 269 | 1 | 270
| Portland | Comp 2 Name | 0 | 0 | 0 | 0 | 0 | 0 | 0 | 0 | 0 | 0 | 0 | 0 | [13 empty] | 1 | 268 | 1 | 268
| Portland | Comp 2 Type | 0 | 0 | 0 | 0 | 0 | 0 | 0 | 0 | 0 | 0 | 0 | 0 | [13 empty] | 1 | 270 | 1 | 270
| Portland | x1 | 1 | 1 | 1 | 1 | 1 | 1 | 1 | 1 | 1 | 1 | 1 | 1 | [13 empty] | 1 | 276 | 1 | 276
| Portland | MW1 | 162 | 162 | 162 | 162 | 162 | 162 | 162 | 162 | 162 | 162 | 162 | 162 | [13 empty] | 1 | 273 | 1 | 273
| Portland | x2 | 0 | 0 | 0 | 0 | 0 | 0 | 0 | 0 | 0 | 0 | 0 | 0 | [13 empty] | 1 | 277 | 1 | 277
| Portland | MW2 | 0 | 0 | 0 | 0 | 0 | 0 | 0 | 0 | 0 | 0 | 0 | 0 | [13 empty] | 1 | 274 | 1 | 274
| Portland | TLN | 43.9 | 44.7 | 46.1 | 48.6 | 53.15 | 56.95 | 60.45 | 60.9 | 58.6 | 52.65 | 47.1 | 43.6 | [15 empty] | 1 | 277
| Portland | TLX | 43.9 | 44.7 | 46.1 | 48.6 | 53.15 | 56.95 | 60.45 | 60.9 | 58.6 | 52.65 | 47.1 | 43.6 | [15 empty] | 1 | 278
| Portland | TLA | 43.9 | 44.7 | 46.1 | 48.6 | 53.15 | 56.95 | 60.45 | 60.9 | 58.6 | 52.65 | 47.1 | 43.6 | [15 empty] | 1 | 280
| Portland | PVN1 | 0.0047396 | 0.0048749 | 0.0051199 | 0.0055847 | 0.0065274 | 0.00742 | 0.0083358 | 0.0084605 | 0.00784 | 0.0064173 | 0.0053015 | 0.0046897
| Portland | x1PVN1 | 0.0047396 | 0.0048749 | 0.0051199 | 0.0055847 | 0.0065274 | 0.00742 | 0.0083358 | 0.0084605 | 0.00784 | 0.0064173 | 0.0053015 | 0.0046897
| Portland | PVN2 | 0 | 0 | 0 | 0 | 0 | 0 | 0 | 0 | 0 | 0 | 0 | 0
| Portland | x2PVN2 | 0 | 0 | 0 | 0 | 0 | 0 | 0 | 0 | 0 | 0 | 0 | 0
| Portland | PVNT | 0.0047396 | 0.0048749 | 0.0051199 | 0.0055847 | 0.0065274 | 0.00742 | 0.0083358 | 0.0084605 | 0.00784 | 0.0064173 | 0.0053015 | 0.0046897
| Portland | PVX1 | 0.0047396 | 0.0048749 | 0.0051199 | 0.0055847 | 0.0065274 | 0.00742 | 0.0083358 | 0.0084605 | 0.00784 | 0.0064173 | 0.0053015 | 0.0046897
| Portland | x1PVX1 | 0.0047396 | 0.0048749 | 0.0051199 | 0.0055847 | 0.0065274 | 0.00742 | 0.0083358 | 0.0084605 | 0.00784 | 0.0064173 | 0.0053015 | 0.0046897
| Portland | PVX2 | 0 | 0 | 0 | 0 | 0 | 0 | 0 | 0 | 0 | 0 | 0 | 0
| Portland | x2PVX2 | 0 | 0 | 0 | 0 | 0 | 0 | 0 | 0 | 0 | 0 | 0 | 0
| Portland | PVXT | 0.0047396 | 0.0048749 | 0.0051199 | 0.0055847 | 0.0065274 | 0.00742 | 0.0083358 | 0.0084605 | 0.00784 | 0.0064173 | 0.0053015 | 0.0046897
| Portland | PVA1 | 0.0047396 | 0.0048749 | 0.0051199 | 0.0055847 | 0.0065274 | 0.00742 | 0.0083358 | 0.0084605 | 0.00784 | 0.0064173 | 0.0053015 | 0.0046897
| Portland | x1PVA1 | 0.0047396 | 0.0048749 | 0.0051199 | 0.0055847 | 0.0065274 | 0.00742 | 0.0083358 | 0.0084605 | 0.00784 | 0.0064173 | 0.0053015 | 0.0046897
| Portland | PVA2 | 0 | 0 | 0 | 0 | 0 | 0 | 0 | 0 | 0 | 0 | 0 | 0
| Portland | x2PVA2 | 0 | 0 | 0 | 0 | 0 | 0 | 0 | 0 | 0 | 0 | 0 | 0
| Portland | PVAT | 0.0047396 | 0.0048749 | 0.0051199 | 0.0055847 | 0.0065274 | 0.00742 | 0.0083358 | 0.0084605 | 0.00784 | 0.0064173 | 0.0053015 | 0.0046897
| Portland | y1 | 1 | 1 | 1 | 1 | 1 | 1 | 1 | 1 | 1 | 1 | 1 | 1
| Portland | MWV1 | 130 | 130 | 130 | 130 | 130 | 130 | 130 | 130 | 130 | 130 | 130 | 130
| Portland | y2 | 0 | 0 | 0 | 0 | 0 | 0 | 0 | 0 | 0 | 0 | 0 | 0
| Portland | MWV2 | 0 | 0 | 0 | 0 | 0 | 0 | 0 | 0 | 0 | 0 | 0 | 0
| Portland | MWVT | 130 | 130 | 130 | 130 | 130 | 130 | 130 | 130 | 130 | 130 | 130 | 130
FX - 21 | Portland | PA | 14.7 | 14.7 | 14.7 | 14.7 | 14.7 | 14.7 | 14.7 | 14.7 | 14.7 | 14.7 | 14.7 | 14.7 |  | 41 | 1 | 3 | 1 | 19 | 20 | 25 | 1 | 2 | 5 | 15 |  |  | 281 |  | 281
| Portland | PBP | 0.03 | 0.03 | 0.03 | 0.03 | 0.03 | 0.03 | 0.03 | 0.03 | 0.03 | 0.03 | 0.03 | 0.03 | [12 empty] | 15
| Portland | PBV | -0.03 | -0.03 | -0.03 | -0.03 | -0.03 | -0.03 | -0.03 | -0.03 | -0.03 | -0.03 | -0.03 | -0.03 | [12 empty] | 16
| Portland | Comp 1 Name | Jet kerosene | Jet kerosene | Jet kerosene | Jet kerosene | Jet kerosene | Jet kerosene | Jet kerosene | Jet kerosene | Jet kerosene | Jet kerosene | Jet kerosene | Jet kerosene | [13 empty] | 1 | 281 | 1 | 281
| Portland | Comp 1 Type | Select Pet Stock | Select Pet Stock | Select Pet Stock | Select Pet Stock | Select Pet Stock | Select Pet Stock | Select Pet Stock | Select Pet Stock | Select Pet Stock | Select Pet Stock | Select Pet Stock | Select Pet Stock | [13 empty] | 1 | 283 | 1 | 284
| Portland | Comp 2 Name | 0 | 0 | 0 | 0 | 0 | 0 | 0 | 0 | 0 | 0 | 0 | 0 | [13 empty] | 1 | 282 | 1 | 282
| Portland | Comp 2 Type | 0 | 0 | 0 | 0 | 0 | 0 | 0 | 0 | 0 | 0 | 0 | 0 | [13 empty] | 1 | 284 | 1 | 284
| Portland | x1 | 1 | 1 | 1 | 1 | 1 | 1 | 1 | 1 | 1 | 1 | 1 | 1 | [13 empty] | 1 | 290 | 1 | 290
| Portland | MW1 | 162 | 162 | 162 | 162 | 162 | 162 | 162 | 162 | 162 | 162 | 162 | 162 | [13 empty] | 1 | 287 | 1 | 287
| Portland | x2 | 0 | 0 | 0 | 0 | 0 | 0 | 0 | 0 | 0 | 0 | 0 | 0 | [13 empty] | 1 | 291 | 1 | 291
| Portland | MW2 | 0 | 0 | 0 | 0 | 0 | 0 | 0 | 0 | 0 | 0 | 0 | 0 | [13 empty] | 1 | 288 | 1 | 288
| Portland | TLN | 43.9 | 44.7 | 46.1 | 48.6 | 53.15 | 56.95 | 60.45 | 60.9 | 58.6 | 52.65 | 47.1 | 43.6 | [15 empty] | 1 | 291
| Portland | TLX | 43.9 | 44.7 | 46.1 | 48.6 | 53.15 | 56.95 | 60.45 | 60.9 | 58.6 | 52.65 | 47.1 | 43.6 | [15 empty] | 1 | 292
| Portland | TLA | 43.9 | 44.7 | 46.1 | 48.6 | 53.15 | 56.95 | 60.45 | 60.9 | 58.6 | 52.65 | 47.1 | 43.6 | [15 empty] | 1 | 294
| Portland | PVN1 | 0.0047396 | 0.0048749 | 0.0051199 | 0.0055847 | 0.0065274 | 0.00742 | 0.0083358 | 0.0084605 | 0.00784 | 0.0064173 | 0.0053015 | 0.0046897
| Portland | x1PVN1 | 0.0047396 | 0.0048749 | 0.0051199 | 0.0055847 | 0.0065274 | 0.00742 | 0.0083358 | 0.0084605 | 0.00784 | 0.0064173 | 0.0053015 | 0.0046897
| Portland | PVN2 | 0 | 0 | 0 | 0 | 0 | 0 | 0 | 0 | 0 | 0 | 0 | 0
| Portland | x2PVN2 | 0 | 0 | 0 | 0 | 0 | 0 | 0 | 0 | 0 | 0 | 0 | 0
| Portland | PVNT | 0.0047396 | 0.0048749 | 0.0051199 | 0.0055847 | 0.0065274 | 0.00742 | 0.0083358 | 0.0084605 | 0.00784 | 0.0064173 | 0.0053015 | 0.0046897
| Portland | PVX1 | 0.0047396 | 0.0048749 | 0.0051199 | 0.0055847 | 0.0065274 | 0.00742 | 0.0083358 | 0.0084605 | 0.00784 | 0.0064173 | 0.0053015 | 0.0046897
| Portland | x1PVX1 | 0.0047396 | 0.0048749 | 0.0051199 | 0.0055847 | 0.0065274 | 0.00742 | 0.0083358 | 0.0084605 | 0.00784 | 0.0064173 | 0.0053015 | 0.0046897
| Portland | PVX2 | 0 | 0 | 0 | 0 | 0 | 0 | 0 | 0 | 0 | 0 | 0 | 0
| Portland | x2PVX2 | 0 | 0 | 0 | 0 | 0 | 0 | 0 | 0 | 0 | 0 | 0 | 0
| Portland | PVXT | 0.0047396 | 0.0048749 | 0.0051199 | 0.0055847 | 0.0065274 | 0.00742 | 0.0083358 | 0.0084605 | 0.00784 | 0.0064173 | 0.0053015 | 0.0046897
| Portland | PVA1 | 0.0047396 | 0.0048749 | 0.0051199 | 0.0055847 | 0.0065274 | 0.00742 | 0.0083358 | 0.0084605 | 0.00784 | 0.0064173 | 0.0053015 | 0.0046897
| Portland | x1PVA1 | 0.0047396 | 0.0048749 | 0.0051199 | 0.0055847 | 0.0065274 | 0.00742 | 0.0083358 | 0.0084605 | 0.00784 | 0.0064173 | 0.0053015 | 0.0046897
| Portland | PVA2 | 0 | 0 | 0 | 0 | 0 | 0 | 0 | 0 | 0 | 0 | 0 | 0
| Portland | x2PVA2 | 0 | 0 | 0 | 0 | 0 | 0 | 0 | 0 | 0 | 0 | 0 | 0
| Portland | PVAT | 0.0047396 | 0.0048749 | 0.0051199 | 0.0055847 | 0.0065274 | 0.00742 | 0.0083358 | 0.0084605 | 0.00784 | 0.0064173 | 0.0053015 | 0.0046897
| Portland | y1 | 1 | 1 | 1 | 1 | 1 | 1 | 1 | 1 | 1 | 1 | 1 | 1
| Portland | MWV1 | 130 | 130 | 130 | 130 | 130 | 130 | 130 | 130 | 130 | 130 | 130 | 130
| Portland | y2 | 0 | 0 | 0 | 0 | 0 | 0 | 0 | 0 | 0 | 0 | 0 | 0
| Portland | MWV2 | 0 | 0 | 0 | 0 | 0 | 0 | 0 | 0 | 0 | 0 | 0 | 0
| Portland | MWVT | 130 | 130 | 130 | 130 | 130 | 130 | 130 | 130 | 130 | 130 | 130 | 130
FX - 22 | Portland | PA | 14.7 | 14.7 | 14.7 | 14.7 | 14.7 | 14.7 | 14.7 | 14.7 | 14.7 | 14.7 | 14.7 | 14.7 |  | 43 | 1 | 3 | 1 | 19 | 20 | 25 | 1 | 2 | 5 | 15 |  |  | 295 |  | 295
| Portland | PBP | 0.03 | 0.03 | 0.03 | 0.03 | 0.03 | 0.03 | 0.03 | 0.03 | 0.03 | 0.03 | 0.03 | 0.03 | [12 empty] | 15
| Portland | PBV | -0.03 | -0.03 | -0.03 | -0.03 | -0.03 | -0.03 | -0.03 | -0.03 | -0.03 | -0.03 | -0.03 | -0.03 | [12 empty] | 16
| Portland | Comp 1 Name | Jet kerosene | Jet kerosene | Jet kerosene | Jet kerosene | Jet kerosene | Jet kerosene | Jet kerosene | Jet kerosene | Jet kerosene | Jet kerosene | Jet kerosene | Jet kerosene | [13 empty] | 1 | 295 | 1 | 295
| Portland | Comp 1 Type | Select Pet Stock | Select Pet Stock | Select Pet Stock | Select Pet Stock | Select Pet Stock | Select Pet Stock | Select Pet Stock | Select Pet Stock | Select Pet Stock | Select Pet Stock | Select Pet Stock | Select Pet Stock | [13 empty] | 1 | 297 | 1 | 298
| Portland | Comp 2 Name | 0 | 0 | 0 | 0 | 0 | 0 | 0 | 0 | 0 | 0 | 0 | 0 | [13 empty] | 1 | 296 | 1 | 296
| Portland | Comp 2 Type | 0 | 0 | 0 | 0 | 0 | 0 | 0 | 0 | 0 | 0 | 0 | 0 | [13 empty] | 1 | 298 | 1 | 298
| Portland | x1 | 1 | 1 | 1 | 1 | 1 | 1 | 1 | 1 | 1 | 1 | 1 | 1 | [13 empty] | 1 | 304 | 1 | 304
| Portland | MW1 | 162 | 162 | 162 | 162 | 162 | 162 | 162 | 162 | 162 | 162 | 162 | 162 | [13 empty] | 1 | 301 | 1 | 301
| Portland | x2 | 0 | 0 | 0 | 0 | 0 | 0 | 0 | 0 | 0 | 0 | 0 | 0 | [13 empty] | 1 | 305 | 1 | 305
| Portland | MW2 | 0 | 0 | 0 | 0 | 0 | 0 | 0 | 0 | 0 | 0 | 0 | 0 | [13 empty] | 1 | 302 | 1 | 302
| Portland | TLN | 43.9 | 44.7 | 46.1 | 48.6 | 53.15 | 56.95 | 60.45 | 60.9 | 58.6 | 52.65 | 47.1 | 43.6 | [15 empty] | 1 | 305
| Portland | TLX | 43.9 | 44.7 | 46.1 | 48.6 | 53.15 | 56.95 | 60.45 | 60.9 | 58.6 | 52.65 | 47.1 | 43.6 | [15 empty] | 1 | 306
| Portland | TLA | 43.9 | 44.7 | 46.1 | 48.6 | 53.15 | 56.95 | 60.45 | 60.9 | 58.6 | 52.65 | 47.1 | 43.6 | [15 empty] | 1 | 308
| Portland | PVN1 | 0.0047396 | 0.0048749 | 0.0051199 | 0.0055847 | 0.0065274 | 0.00742 | 0.0083358 | 0.0084605 | 0.00784 | 0.0064173 | 0.0053015 | 0.0046897
| Portland | x1PVN1 | 0.0047396 | 0.0048749 | 0.0051199 | 0.0055847 | 0.0065274 | 0.00742 | 0.0083358 | 0.0084605 | 0.00784 | 0.0064173 | 0.0053015 | 0.0046897
| Portland | PVN2 | 0 | 0 | 0 | 0 | 0 | 0 | 0 | 0 | 0 | 0 | 0 | 0
| Portland | x2PVN2 | 0 | 0 | 0 | 0 | 0 | 0 | 0 | 0 | 0 | 0 | 0 | 0
| Portland | PVNT | 0.0047396 | 0.0048749 | 0.0051199 | 0.0055847 | 0.0065274 | 0.00742 | 0.0083358 | 0.0084605 | 0.00784 | 0.0064173 | 0.0053015 | 0.0046897
| Portland | PVX1 | 0.0047396 | 0.0048749 | 0.0051199 | 0.0055847 | 0.0065274 | 0.00742 | 0.0083358 | 0.0084605 | 0.00784 | 0.0064173 | 0.0053015 | 0.0046897
| Portland | x1PVX1 | 0.0047396 | 0.0048749 | 0.0051199 | 0.0055847 | 0.0065274 | 0.00742 | 0.0083358 | 0.0084605 | 0.00784 | 0.0064173 | 0.0053015 | 0.0046897
| Portland | PVX2 | 0 | 0 | 0 | 0 | 0 | 0 | 0 | 0 | 0 | 0 | 0 | 0
| Portland | x2PVX2 | 0 | 0 | 0 | 0 | 0 | 0 | 0 | 0 | 0 | 0 | 0 | 0
| Portland | PVXT | 0.0047396 | 0.0048749 | 0.0051199 | 0.0055847 | 0.0065274 | 0.00742 | 0.0083358 | 0.0084605 | 0.00784 | 0.0064173 | 0.0053015 | 0.0046897
| Portland | PVA1 | 0.0047396 | 0.0048749 | 0.0051199 | 0.0055847 | 0.0065274 | 0.00742 | 0.0083358 | 0.0084605 | 0.00784 | 0.0064173 | 0.0053015 | 0.0046897
| Portland | x1PVA1 | 0.0047396 | 0.0048749 | 0.0051199 | 0.0055847 | 0.0065274 | 0.00742 | 0.0083358 | 0.0084605 | 0.00784 | 0.0064173 | 0.0053015 | 0.0046897
| Portland | PVA2 | 0 | 0 | 0 | 0 | 0 | 0 | 0 | 0 | 0 | 0 | 0 | 0
| Portland | x2PVA2 | 0 | 0 | 0 | 0 | 0 | 0 | 0 | 0 | 0 | 0 | 0 | 0
| Portland | PVAT | 0.0047396 | 0.0048749 | 0.0051199 | 0.0055847 | 0.0065274 | 0.00742 | 0.0083358 | 0.0084605 | 0.00784 | 0.0064173 | 0.0053015 | 0.0046897
| Portland | y1 | 1 | 1 | 1 | 1 | 1 | 1 | 1 | 1 | 1 | 1 | 1 | 1
| Portland | MWV1 | 130 | 130 | 130 | 130 | 130 | 130 | 130 | 130 | 130 | 130 | 130 | 130
| Portland | y2 | 0 | 0 | 0 | 0 | 0 | 0 | 0 | 0 | 0 | 0 | 0 | 0
| Portland | MWV2 | 0 | 0 | 0 | 0 | 0 | 0 | 0 | 0 | 0 | 0 | 0 | 0
| Portland | MWVT | 130 | 130 | 130 | 130 | 130 | 130 | 130 | 130 | 130 | 130 | 130 | 130
FX - 23 | Portland | PA | 14.7 | 14.7 | 14.7 | 14.7 | 14.7 | 14.7 | 14.7 | 14.7 | 14.7 | 14.7 | 14.7 | 14.7 |  | 45 | 1 | 3 | 1 | 19 | 20 | 25 | 1 | 2 | 5 | 15 |  |  | 309 |  | 309
| Portland | PBP | 0.03 | 0.03 | 0.03 | 0.03 | 0.03 | 0.03 | 0.03 | 0.03 | 0.03 | 0.03 | 0.03 | 0.03 | [12 empty] | 15
| Portland | PBV | -0.03 | -0.03 | -0.03 | -0.03 | -0.03 | -0.03 | -0.03 | -0.03 | -0.03 | -0.03 | -0.03 | -0.03 | [12 empty] | 16
| Portland | Comp 1 Name | Out of Service | Out of Service | Out of Service | Out of Service | Out of Service | Out of Service | Out of Service | Out of Service | Out of Service | Out of Service | Out of Service | Out of Service | [13 empty] | 1 | 309 | 1 | 309
| Portland | Comp 1 Type | N/A | N/A | N/A | N/A | N/A | N/A | N/A | N/A | N/A | N/A | N/A | N/A | [13 empty] | 1 | 311 | 1 | 312
| Portland | Comp 2 Name | 0 | 0 | 0 | 0 | 0 | 0 | 0 | 0 | 0 | 0 | 0 | 0 | [13 empty] | 1 | 310 | 1 | 310
| Portland | Comp 2 Type | 0 | 0 | 0 | 0 | 0 | 0 | 0 | 0 | 0 | 0 | 0 | 0 | [13 empty] | 1 | 312 | 1 | 312
| Portland | x1 | 1 | 1 | 1 | 1 | 1 | 1 | 1 | 1 | 1 | 1 | 1 | 1 | [13 empty] | 1 | 318 | 1 | 318
| Portland | MW1 | N/A | N/A | N/A | N/A | N/A | N/A | N/A | N/A | N/A | N/A | N/A | N/A | [13 empty] | 1 | 315 | 1 | 315
| Portland | x2 | 0 | 0 | 0 | 0 | 0 | 0 | 0 | 0 | 0 | 0 | 0 | 0 | [13 empty] | 1 | 319 | 1 | 319
| Portland | MW2 | 0 | 0 | 0 | 0 | 0 | 0 | 0 | 0 | 0 | 0 | 0 | 0 | [13 empty] | 1 | 316 | 1 | 316
| Portland | TLN | 43.9 | 44.7 | 46.1 | 48.6 | 53.15 | 56.95 | 60.45 | 60.9 | 58.6 | 52.65 | 47.1 | 43.6 | [15 empty] | 1 | 319
| Portland | TLX | 43.9 | 44.7 | 46.1 | 48.6 | 53.15 | 56.95 | 60.45 | 60.9 | 58.6 | 52.65 | 47.1 | 43.6 | [15 empty] | 1 | 320
| Portland | TLA | 43.9 | 44.7 | 46.1 | 48.6 | 53.15 | 56.95 | 60.45 | 60.9 | 58.6 | 52.65 | 47.1 | 43.6 | [15 empty] | 1 | 322
| Portland | PVN1 | 1 | 1 | 1 | 1 | 1 | 1 | 1 | 1 | 1 | 1 | 1 | 1
| Portland | x1PVN1 | 1 | 1 | 1 | 1 | 1 | 1 | 1 | 1 | 1 | 1 | 1 | 1
| Portland | PVN2 | 0 | 0 | 0 | 0 | 0 | 0 | 0 | 0 | 0 | 0 | 0 | 0
| Portland | x2PVN2 | 0 | 0 | 0 | 0 | 0 | 0 | 0 | 0 | 0 | 0 | 0 | 0
| Portland | PVNT | 1 | 1 | 1 | 1 | 1 | 1 | 1 | 1 | 1 | 1 | 1 | 1
| Portland | PVX1 | 1 | 1 | 1 | 1 | 1 | 1 | 1 | 1 | 1 | 1 | 1 | 1
| Portland | x1PVX1 | 1 | 1 | 1 | 1 | 1 | 1 | 1 | 1 | 1 | 1 | 1 | 1
| Portland | PVX2 | 0 | 0 | 0 | 0 | 0 | 0 | 0 | 0 | 0 | 0 | 0 | 0
| Portland | x2PVX2 | 0 | 0 | 0 | 0 | 0 | 0 | 0 | 0 | 0 | 0 | 0 | 0
| Portland | PVXT | 1 | 1 | 1 | 1 | 1 | 1 | 1 | 1 | 1 | 1 | 1 | 1
| Portland | PVA1 | 1 | 1 | 1 | 1 | 1 | 1 | 1 | 1 | 1 | 1 | 1 | 1
| Portland | x1PVA1 | 1 | 1 | 1 | 1 | 1 | 1 | 1 | 1 | 1 | 1 | 1 | 1
| Portland | PVA2 | 0 | 0 | 0 | 0 | 0 | 0 | 0 | 0 | 0 | 0 | 0 | 0
| Portland | x2PVA2 | 0 | 0 | 0 | 0 | 0 | 0 | 0 | 0 | 0 | 0 | 0 | 0
| Portland | PVAT | 1 | 1 | 1 | 1 | 1 | 1 | 1 | 1 | 1 | 1 | 1 | 1
| Portland | y1 | 1 | 1 | 1 | 1 | 1 | 1 | 1 | 1 | 1 | 1 | 1 | 1
| Portland | MWV1 | N/A | N/A | N/A | N/A | N/A | N/A | N/A | N/A | N/A | N/A | N/A | N/A
| Portland | y2 | 0 | 0 | 0 | 0 | 0 | 0 | 0 | 0 | 0 | 0 | 0 | 0
| Portland | MWV2 | 0 | 0 | 0 | 0 | 0 | 0 | 0 | 0 | 0 | 0 | 0 | 0
| Portland | MWVT | 0 | 0 | 0 | 0 | 0 | 0 | 0 | 0 | 0 | 0 | 0 | 0
FX - 24 | Portland | PA | 14.7 | 14.7 | 14.7 | 14.7 | 14.7 | 14.7 | 14.7 | 14.7 | 14.7 | 14.7 | 14.7 | 14.7 |  | 47 | 1 | 3 | 1 | 19 | 20 | 25 | 1 | 2 | 5 | 15 |  |  | 323 |  | 323
| Portland | PBP | 0.03 | 0.03 | 0.03 | 0.03 | 0.03 | 0.03 | 0.03 | 0.03 | 0.03 | 0.03 | 0.03 | 0.03 | [12 empty] | 15
| Portland | PBV | -0.03 | -0.03 | -0.03 | -0.03 | -0.03 | -0.03 | -0.03 | -0.03 | -0.03 | -0.03 | -0.03 | -0.03 | [12 empty] | 16
| Portland | Comp 1 Name | Out of Service | Out of Service | Out of Service | Out of Service | Out of Service | Out of Service | Out of Service | Out of Service | Out of Service | Out of Service | Out of Service | Out of Service | [13 empty] | 1 | 323 | 1 | 323
| Portland | Comp 1 Type | N/A | N/A | N/A | N/A | N/A | N/A | N/A | N/A | N/A | N/A | N/A | N/A | [13 empty] | 1 | 325 | 1 | 326
| Portland | Comp 2 Name | 0 | 0 | 0 | 0 | 0 | 0 | 0 | 0 | 0 | 0 | 0 | 0 | [13 empty] | 1 | 324 | 1 | 324
| Portland | Comp 2 Type | 0 | 0 | 0 | 0 | 0 | 0 | 0 | 0 | 0 | 0 | 0 | 0 | [13 empty] | 1 | 326 | 1 | 326
| Portland | x1 | 1 | 1 | 1 | 1 | 1 | 1 | 1 | 1 | 1 | 1 | 1 | 1 | [13 empty] | 1 | 332 | 1 | 332
| Portland | MW1 | N/A | N/A | N/A | N/A | N/A | N/A | N/A | N/A | N/A | N/A | N/A | N/A | [13 empty] | 1 | 329 | 1 | 329
| Portland | x2 | 0 | 0 | 0 | 0 | 0 | 0 | 0 | 0 | 0 | 0 | 0 | 0 | [13 empty] | 1 | 333 | 1 | 333
| Portland | MW2 | 0 | 0 | 0 | 0 | 0 | 0 | 0 | 0 | 0 | 0 | 0 | 0 | [13 empty] | 1 | 330 | 1 | 330
| Portland | TLN | 43.9 | 44.7 | 46.1 | 48.6 | 53.15 | 56.95 | 60.45 | 60.9 | 58.6 | 52.65 | 47.1 | 43.6 | [15 empty] | 1 | 333
| Portland | TLX | 43.9 | 44.7 | 46.1 | 48.6 | 53.15 | 56.95 | 60.45 | 60.9 | 58.6 | 52.65 | 47.1 | 43.6 | [15 empty] | 1 | 334
| Portland | TLA | 43.9 | 44.7 | 46.1 | 48.6 | 53.15 | 56.95 | 60.45 | 60.9 | 58.6 | 52.65 | 47.1 | 43.6 | [15 empty] | 1 | 336
| Portland | PVN1 | 1 | 1 | 1 | 1 | 1 | 1 | 1 | 1 | 1 | 1 | 1 | 1
| Portland | x1PVN1 | 1 | 1 | 1 | 1 | 1 | 1 | 1 | 1 | 1 | 1 | 1 | 1
| Portland | PVN2 | 0 | 0 | 0 | 0 | 0 | 0 | 0 | 0 | 0 | 0 | 0 | 0
| Portland | x2PVN2 | 0 | 0 | 0 | 0 | 0 | 0 | 0 | 0 | 0 | 0 | 0 | 0
| Portland | PVNT | 1 | 1 | 1 | 1 | 1 | 1 | 1 | 1 | 1 | 1 | 1 | 1
| Portland | PVX1 | 1 | 1 | 1 | 1 | 1 | 1 | 1 | 1 | 1 | 1 | 1 | 1
| Portland | x1PVX1 | 1 | 1 | 1 | 1 | 1 | 1 | 1 | 1 | 1 | 1 | 1 | 1
| Portland | PVX2 | 0 | 0 | 0 | 0 | 0 | 0 | 0 | 0 | 0 | 0 | 0 | 0
| Portland | x2PVX2 | 0 | 0 | 0 | 0 | 0 | 0 | 0 | 0 | 0 | 0 | 0 | 0
| Portland | PVXT | 1 | 1 | 1 | 1 | 1 | 1 | 1 | 1 | 1 | 1 | 1 | 1
| Portland | PVA1 | 1 | 1 | 1 | 1 | 1 | 1 | 1 | 1 | 1 | 1 | 1 | 1
| Portland | x1PVA1 | 1 | 1 | 1 | 1 | 1 | 1 | 1 | 1 | 1 | 1 | 1 | 1
| Portland | PVA2 | 0 | 0 | 0 | 0 | 0 | 0 | 0 | 0 | 0 | 0 | 0 | 0
| Portland | x2PVA2 | 0 | 0 | 0 | 0 | 0 | 0 | 0 | 0 | 0 | 0 | 0 | 0
| Portland | PVAT | 1 | 1 | 1 | 1 | 1 | 1 | 1 | 1 | 1 | 1 | 1 | 1
| Portland | y1 | 1 | 1 | 1 | 1 | 1 | 1 | 1 | 1 | 1 | 1 | 1 | 1
| Portland | MWV1 | N/A | N/A | N/A | N/A | N/A | N/A | N/A | N/A | N/A | N/A | N/A | N/A
| Portland | y2 | 0 | 0 | 0 | 0 | 0 | 0 | 0 | 0 | 0 | 0 | 0 | 0
| Portland | MWV2 | 0 | 0 | 0 | 0 | 0 | 0 | 0 | 0 | 0 | 0 | 0 | 0
| Portland | MWVT | 0 | 0 | 0 | 0 | 0 | 0 | 0 | 0 | 0 | 0 | 0 | 0
FX - 25 | Portland | PA | 14.7 | 14.7 | 14.7 | 14.7 | 14.7 | 14.7 | 14.7 | 14.7 | 14.7 | 14.7 | 14.7 | 14.7 |  | 49 | 1 | 3 | 1 | 19 | 20 | 25 | 1 | 2 | 5 | 15 |  |  | 337 |  | 337
| Portland | PBP | 0.03 | 0.03 | 0.03 | 0.03 | 0.03 | 0.03 | 0.03 | 0.03 | 0.03 | 0.03 | 0.03 | 0.03 | [12 empty] | 15
| Portland | PBV | -0.03 | -0.03 | -0.03 | -0.03 | -0.03 | -0.03 | -0.03 | -0.03 | -0.03 | -0.03 | -0.03 | -0.03 | [12 empty] | 16
| Portland | Comp 1 Name | Out of Service | Out of Service | Out of Service | Out of Service | Out of Service | Out of Service | Out of Service | Out of Service | Out of Service | Out of Service | Out of Service | Out of Service | [13 empty] | 1 | 337 | 1 | 337
| Portland | Comp 1 Type | N/A | N/A | N/A | N/A | N/A | N/A | N/A | N/A | N/A | N/A | N/A | N/A | [13 empty] | 1 | 339 | 1 | 340
| Portland | Comp 2 Name | 0 | 0 | 0 | 0 | 0 | 0 | 0 | 0 | 0 | 0 | 0 | 0 | [13 empty] | 1 | 338 | 1 | 338
| Portland | Comp 2 Type | 0 | 0 | 0 | 0 | 0 | 0 | 0 | 0 | 0 | 0 | 0 | 0 | [13 empty] | 1 | 340 | 1 | 340
| Portland | x1 | 1 | 1 | 1 | 1 | 1 | 1 | 1 | 1 | 1 | 1 | 1 | 1 | [13 empty] | 1 | 346 | 1 | 346
| Portland | MW1 | N/A | N/A | N/A | N/A | N/A | N/A | N/A | N/A | N/A | N/A | N/A | N/A | [13 empty] | 1 | 343 | 1 | 343
| Portland | x2 | 0 | 0 | 0 | 0 | 0 | 0 | 0 | 0 | 0 | 0 | 0 | 0 | [13 empty] | 1 | 347 | 1 | 347
| Portland | MW2 | 0 | 0 | 0 | 0 | 0 | 0 | 0 | 0 | 0 | 0 | 0 | 0 | [13 empty] | 1 | 344 | 1 | 344
| Portland | TLN | 43.9 | 44.7 | 46.1 | 48.6 | 53.15 | 56.95 | 60.45 | 60.9 | 58.6 | 52.65 | 47.1 | 43.6 | [15 empty] | 1 | 347
| Portland | TLX | 43.9 | 44.7 | 46.1 | 48.6 | 53.15 | 56.95 | 60.45 | 60.9 | 58.6 | 52.65 | 47.1 | 43.6 | [15 empty] | 1 | 348
| Portland | TLA | 43.9 | 44.7 | 46.1 | 48.6 | 53.15 | 56.95 | 60.45 | 60.9 | 58.6 | 52.65 | 47.1 | 43.6 | [15 empty] | 1 | 350
| Portland | PVN1 | 1 | 1 | 1 | 1 | 1 | 1 | 1 | 1 | 1 | 1 | 1 | 1
| Portland | x1PVN1 | 1 | 1 | 1 | 1 | 1 | 1 | 1 | 1 | 1 | 1 | 1 | 1
| Portland | PVN2 | 0 | 0 | 0 | 0 | 0 | 0 | 0 | 0 | 0 | 0 | 0 | 0
| Portland | x2PVN2 | 0 | 0 | 0 | 0 | 0 | 0 | 0 | 0 | 0 | 0 | 0 | 0
| Portland | PVNT | 1 | 1 | 1 | 1 | 1 | 1 | 1 | 1 | 1 | 1 | 1 | 1
| Portland | PVX1 | 1 | 1 | 1 | 1 | 1 | 1 | 1 | 1 | 1 | 1 | 1 | 1
| Portland | x1PVX1 | 1 | 1 | 1 | 1 | 1 | 1 | 1 | 1 | 1 | 1 | 1 | 1
| Portland | PVX2 | 0 | 0 | 0 | 0 | 0 | 0 | 0 | 0 | 0 | 0 | 0 | 0
| Portland | x2PVX2 | 0 | 0 | 0 | 0 | 0 | 0 | 0 | 0 | 0 | 0 | 0 | 0
| Portland | PVXT | 1 | 1 | 1 | 1 | 1 | 1 | 1 | 1 | 1 | 1 | 1 | 1
| Portland | PVA1 | 1 | 1 | 1 | 1 | 1 | 1 | 1 | 1 | 1 | 1 | 1 | 1
| Portland | x1PVA1 | 1 | 1 | 1 | 1 | 1 | 1 | 1 | 1 | 1 | 1 | 1 | 1
| Portland | PVA2 | 0 | 0 | 0 | 0 | 0 | 0 | 0 | 0 | 0 | 0 | 0 | 0
| Portland | x2PVA2 | 0 | 0 | 0 | 0 | 0 | 0 | 0 | 0 | 0 | 0 | 0 | 0
| Portland | PVAT | 1 | 1 | 1 | 1 | 1 | 1 | 1 | 1 | 1 | 1 | 1 | 1
| Portland | y1 | 1 | 1 | 1 | 1 | 1 | 1 | 1 | 1 | 1 | 1 | 1 | 1
| Portland | MWV1 | N/A | N/A | N/A | N/A | N/A | N/A | N/A | N/A | N/A | N/A | N/A | N/A
| Portland | y2 | 0 | 0 | 0 | 0 | 0 | 0 | 0 | 0 | 0 | 0 | 0 | 0
| Portland | MWV2 | 0 | 0 | 0 | 0 | 0 | 0 | 0 | 0 | 0 | 0 | 0 | 0
| Portland | MWVT | 0 | 0 | 0 | 0 | 0 | 0 | 0 | 0 | 0 | 0 | 0 | 0
FX - 26 | Portland | PA | 14.7 | 14.7 | 14.7 | 14.7 | 14.7 | 14.7 | 14.7 | 14.7 | 14.7 | 14.7 | 14.7 | 14.7 |  | 51 | 1 | 3 | 1 | 19 | 20 | 25 | 1 | 2 | 5 | 15 |  |  | 351 |  | 351
| Portland | PBP | 0.03 | 0.03 | 0.03 | 0.03 | 0.03 | 0.03 | 0.03 | 0.03 | 0.03 | 0.03 | 0.03 | 0.03 | [12 empty] | 15
| Portland | PBV | -0.03 | -0.03 | -0.03 | -0.03 | -0.03 | -0.03 | -0.03 | -0.03 | -0.03 | -0.03 | -0.03 | -0.03 | [12 empty] | 16
| Portland | Comp 1 Name | Out of Service | Out of Service | Out of Service | Out of Service | Out of Service | Out of Service | Out of Service | Out of Service | Out of Service | Out of Service | Out of Service | Out of Service | [13 empty] | 1 | 351 | 1 | 351
| Portland | Comp 1 Type | N/A | N/A | N/A | N/A | N/A | N/A | N/A | N/A | N/A | N/A | N/A | N/A | [13 empty] | 1 | 353 | 1 | 354
| Portland | Comp 2 Name | 0 | 0 | 0 | 0 | 0 | 0 | 0 | 0 | 0 | 0 | 0 | 0 | [13 empty] | 1 | 352 | 1 | 352
| Portland | Comp 2 Type | 0 | 0 | 0 | 0 | 0 | 0 | 0 | 0 | 0 | 0 | 0 | 0 | [13 empty] | 1 | 354 | 1 | 354
| Portland | x1 | 1 | 1 | 1 | 1 | 1 | 1 | 1 | 1 | 1 | 1 | 1 | 1 | [13 empty] | 1 | 360 | 1 | 360
| Portland | MW1 | N/A | N/A | N/A | N/A | N/A | N/A | N/A | N/A | N/A | N/A | N/A | N/A | [13 empty] | 1 | 357 | 1 | 357
| Portland | x2 | 0 | 0 | 0 | 0 | 0 | 0 | 0 | 0 | 0 | 0 | 0 | 0 | [13 empty] | 1 | 361 | 1 | 361
| Portland | MW2 | 0 | 0 | 0 | 0 | 0 | 0 | 0 | 0 | 0 | 0 | 0 | 0 | [13 empty] | 1 | 358 | 1 | 358
| Portland | TLN | 43.9 | 44.7 | 46.1 | 48.6 | 53.15 | 56.95 | 60.45 | 60.9 | 58.6 | 52.65 | 47.1 | 43.6 | [15 empty] | 1 | 361
| Portland | TLX | 43.9 | 44.7 | 46.1 | 48.6 | 53.15 | 56.95 | 60.45 | 60.9 | 58.6 | 52.65 | 47.1 | 43.6 | [15 empty] | 1 | 362
| Portland | TLA | 43.9 | 44.7 | 46.1 | 48.6 | 53.15 | 56.95 | 60.45 | 60.9 | 58.6 | 52.65 | 47.1 | 43.6 | [15 empty] | 1 | 364
| Portland | PVN1 | 1 | 1 | 1 | 1 | 1 | 1 | 1 | 1 | 1 | 1 | 1 | 1
| Portland | x1PVN1 | 1 | 1 | 1 | 1 | 1 | 1 | 1 | 1 | 1 | 1 | 1 | 1
| Portland | PVN2 | 0 | 0 | 0 | 0 | 0 | 0 | 0 | 0 | 0 | 0 | 0 | 0
| Portland | x2PVN2 | 0 | 0 | 0 | 0 | 0 | 0 | 0 | 0 | 0 | 0 | 0 | 0
| Portland | PVNT | 1 | 1 | 1 | 1 | 1 | 1 | 1 | 1 | 1 | 1 | 1 | 1
| Portland | PVX1 | 1 | 1 | 1 | 1 | 1 | 1 | 1 | 1 | 1 | 1 | 1 | 1
| Portland | x1PVX1 | 1 | 1 | 1 | 1 | 1 | 1 | 1 | 1 | 1 | 1 | 1 | 1
| Portland | PVX2 | 0 | 0 | 0 | 0 | 0 | 0 | 0 | 0 | 0 | 0 | 0 | 0
| Portland | x2PVX2 | 0 | 0 | 0 | 0 | 0 | 0 | 0 | 0 | 0 | 0 | 0 | 0
| Portland | PVXT | 1 | 1 | 1 | 1 | 1 | 1 | 1 | 1 | 1 | 1 | 1 | 1
| Portland | PVA1 | 1 | 1 | 1 | 1 | 1 | 1 | 1 | 1 | 1 | 1 | 1 | 1
| Portland | x1PVA1 | 1 | 1 | 1 | 1 | 1 | 1 | 1 | 1 | 1 | 1 | 1 | 1
| Portland | PVA2 | 0 | 0 | 0 | 0 | 0 | 0 | 0 | 0 | 0 | 0 | 0 | 0
| Portland | x2PVA2 | 0 | 0 | 0 | 0 | 0 | 0 | 0 | 0 | 0 | 0 | 0 | 0
| Portland | PVAT | 1 | 1 | 1 | 1 | 1 | 1 | 1 | 1 | 1 | 1 | 1 | 1
| Portland | y1 | 1 | 1 | 1 | 1 | 1 | 1 | 1 | 1 | 1 | 1 | 1 | 1
| Portland | MWV1 | N/A | N/A | N/A | N/A | N/A | N/A | N/A | N/A | N/A | N/A | N/A | N/A
| Portland | y2 | 0 | 0 | 0 | 0 | 0 | 0 | 0 | 0 | 0 | 0 | 0 | 0
| Portland | MWV2 | 0 | 0 | 0 | 0 | 0 | 0 | 0 | 0 | 0 | 0 | 0 | 0
| Portland | MWVT | 0 | 0 | 0 | 0 | 0 | 0 | 0 | 0 | 0 | 0 | 0 | 0
FX - 27 | Portland | PA | 14.7 | 14.7 | 14.7 | 14.7 | 14.7 | 14.7 | 14.7 | 14.7 | 14.7 | 14.7 | 14.7 | 14.7 |  | 53 | 1 | 3 | 1 | 19 | 20 | 25 | 1 | 2 | 5 | 15 |  |  | 365 |  | 365
| Portland | PBP | 0.03 | 0.03 | 0.03 | 0.03 | 0.03 | 0.03 | 0.03 | 0.03 | 0.03 | 0.03 | 0.03 | 0.03 | [12 empty] | 15
| Portland | PBV | -0.03 | -0.03 | -0.03 | -0.03 | -0.03 | -0.03 | -0.03 | -0.03 | -0.03 | -0.03 | -0.03 | -0.03 | [12 empty] | 16
| Portland | Comp 1 Name | Out of Service | Out of Service | Out of Service | Out of Service | Out of Service | Out of Service | Out of Service | Out of Service | Out of Service | Out of Service | Out of Service | Out of Service | [13 empty] | 1 | 365 | 1 | 365
| Portland | Comp 1 Type | N/A | N/A | N/A | N/A | N/A | N/A | N/A | N/A | N/A | N/A | N/A | N/A | [13 empty] | 1 | 367 | 1 | 368
| Portland | Comp 2 Name | 0 | 0 | 0 | 0 | 0 | 0 | 0 | 0 | 0 | 0 | 0 | 0 | [13 empty] | 1 | 366 | 1 | 366
| Portland | Comp 2 Type | 0 | 0 | 0 | 0 | 0 | 0 | 0 | 0 | 0 | 0 | 0 | 0 | [13 empty] | 1 | 368 | 1 | 368
| Portland | x1 | 1 | 1 | 1 | 1 | 1 | 1 | 1 | 1 | 1 | 1 | 1 | 1 | [13 empty] | 1 | 374 | 1 | 374
| Portland | MW1 | N/A | N/A | N/A | N/A | N/A | N/A | N/A | N/A | N/A | N/A | N/A | N/A | [13 empty] | 1 | 371 | 1 | 371
| Portland | x2 | 0 | 0 | 0 | 0 | 0 | 0 | 0 | 0 | 0 | 0 | 0 | 0 | [13 empty] | 1 | 375 | 1 | 375
| Portland | MW2 | 0 | 0 | 0 | 0 | 0 | 0 | 0 | 0 | 0 | 0 | 0 | 0 | [13 empty] | 1 | 372 | 1 | 372
| Portland | TLN | 43.9 | 44.7 | 46.1 | 48.6 | 53.15 | 56.95 | 60.45 | 60.9 | 58.6 | 52.65 | 47.1 | 43.6 | [15 empty] | 1 | 375
| Portland | TLX | 43.9 | 44.7 | 46.1 | 48.6 | 53.15 | 56.95 | 60.45 | 60.9 | 58.6 | 52.65 | 47.1 | 43.6 | [15 empty] | 1 | 376
| Portland | TLA | 43.9 | 44.7 | 46.1 | 48.6 | 53.15 | 56.95 | 60.45 | 60.9 | 58.6 | 52.65 | 47.1 | 43.6 | [15 empty] | 1 | 378
| Portland | PVN1 | 1 | 1 | 1 | 1 | 1 | 1 | 1 | 1 | 1 | 1 | 1 | 1
| Portland | x1PVN1 | 1 | 1 | 1 | 1 | 1 | 1 | 1 | 1 | 1 | 1 | 1 | 1
| Portland | PVN2 | 0 | 0 | 0 | 0 | 0 | 0 | 0 | 0 | 0 | 0 | 0 | 0
| Portland | x2PVN2 | 0 | 0 | 0 | 0 | 0 | 0 | 0 | 0 | 0 | 0 | 0 | 0
| Portland | PVNT | 1 | 1 | 1 | 1 | 1 | 1 | 1 | 1 | 1 | 1 | 1 | 1
| Portland | PVX1 | 1 | 1 | 1 | 1 | 1 | 1 | 1 | 1 | 1 | 1 | 1 | 1
| Portland | x1PVX1 | 1 | 1 | 1 | 1 | 1 | 1 | 1 | 1 | 1 | 1 | 1 | 1
| Portland | PVX2 | 0 | 0 | 0 | 0 | 0 | 0 | 0 | 0 | 0 | 0 | 0 | 0
| Portland | x2PVX2 | 0 | 0 | 0 | 0 | 0 | 0 | 0 | 0 | 0 | 0 | 0 | 0
| Portland | PVXT | 1 | 1 | 1 | 1 | 1 | 1 | 1 | 1 | 1 | 1 | 1 | 1
| Portland | PVA1 | 1 | 1 | 1 | 1 | 1 | 1 | 1 | 1 | 1 | 1 | 1 | 1
| Portland | x1PVA1 | 1 | 1 | 1 | 1 | 1 | 1 | 1 | 1 | 1 | 1 | 1 | 1
| Portland | PVA2 | 0 | 0 | 0 | 0 | 0 | 0 | 0 | 0 | 0 | 0 | 0 | 0
| Portland | x2PVA2 | 0 | 0 | 0 | 0 | 0 | 0 | 0 | 0 | 0 | 0 | 0 | 0
| Portland | PVAT | 1 | 1 | 1 | 1 | 1 | 1 | 1 | 1 | 1 | 1 | 1 | 1
| Portland | y1 | 1 | 1 | 1 | 1 | 1 | 1 | 1 | 1 | 1 | 1 | 1 | 1
| Portland | MWV1 | N/A | N/A | N/A | N/A | N/A | N/A | N/A | N/A | N/A | N/A | N/A | N/A
| Portland | y2 | 0 | 0 | 0 | 0 | 0 | 0 | 0 | 0 | 0 | 0 | 0 | 0
| Portland | MWV2 | 0 | 0 | 0 | 0 | 0 | 0 | 0 | 0 | 0 | 0 | 0 | 0
| Portland | MWVT | 0 | 0 | 0 | 0 | 0 | 0 | 0 | 0 | 0 | 0 | 0 | 0
FX - 28 | Portland | PA | 14.7 | 14.7 | 14.7 | 14.7 | 14.7 | 14.7 | 14.7 | 14.7 | 14.7 | 14.7 | 14.7 | 14.7 |  | 55 | 1 | 3 | 1 | 19 | 20 | 25 | 1 | 2 | 5 | 15 |  |  | 379 |  | 379
| Portland | PBP | 0.03 | 0.03 | 0.03 | 0.03 | 0.03 | 0.03 | 0.03 | 0.03 | 0.03 | 0.03 | 0.03 | 0.03 | [12 empty] | 15
| Portland | PBV | -0.03 | -0.03 | -0.03 | -0.03 | -0.03 | -0.03 | -0.03 | -0.03 | -0.03 | -0.03 | -0.03 | -0.03 | [12 empty] | 16
| Portland | Comp 1 Name | Out of Service | Out of Service | Out of Service | Out of Service | Out of Service | Out of Service | Out of Service | Out of Service | Out of Service | Out of Service | Out of Service | Out of Service | [13 empty] | 1 | 379 | 1 | 379
| Portland | Comp 1 Type | N/A | N/A | N/A | N/A | N/A | N/A | N/A | N/A | N/A | N/A | N/A | N/A | [13 empty] | 1 | 381 | 1 | 382
| Portland | Comp 2 Name | 0 | 0 | 0 | 0 | 0 | 0 | 0 | 0 | 0 | 0 | 0 | 0 | [13 empty] | 1 | 380 | 1 | 380
| Portland | Comp 2 Type | 0 | 0 | 0 | 0 | 0 | 0 | 0 | 0 | 0 | 0 | 0 | 0 | [13 empty] | 1 | 382 | 1 | 382
| Portland | x1 | 1 | 1 | 1 | 1 | 1 | 1 | 1 | 1 | 1 | 1 | 1 | 1 | [13 empty] | 1 | 388 | 1 | 388
| Portland | MW1 | N/A | N/A | N/A | N/A | N/A | N/A | N/A | N/A | N/A | N/A | N/A | N/A | [13 empty] | 1 | 385 | 1 | 385
| Portland | x2 | 0 | 0 | 0 | 0 | 0 | 0 | 0 | 0 | 0 | 0 | 0 | 0 | [13 empty] | 1 | 389 | 1 | 389
| Portland | MW2 | 0 | 0 | 0 | 0 | 0 | 0 | 0 | 0 | 0 | 0 | 0 | 0 | [13 empty] | 1 | 386 | 1 | 386
| Portland | TLN | 43.9 | 44.7 | 46.1 | 48.6 | 53.15 | 56.95 | 60.45 | 60.9 | 58.6 | 52.65 | 47.1 | 43.6 | [15 empty] | 1 | 389
| Portland | TLX | 43.9 | 44.7 | 46.1 | 48.6 | 53.15 | 56.95 | 60.45 | 60.9 | 58.6 | 52.65 | 47.1 | 43.6 | [15 empty] | 1 | 390
| Portland | TLA | 43.9 | 44.7 | 46.1 | 48.6 | 53.15 | 56.95 | 60.45 | 60.9 | 58.6 | 52.65 | 47.1 | 43.6 | [15 empty] | 1 | 392
| Portland | PVN1 | 1 | 1 | 1 | 1 | 1 | 1 | 1 | 1 | 1 | 1 | 1 | 1
| Portland | x1PVN1 | 1 | 1 | 1 | 1 | 1 | 1 | 1 | 1 | 1 | 1 | 1 | 1
| Portland | PVN2 | 0 | 0 | 0 | 0 | 0 | 0 | 0 | 0 | 0 | 0 | 0 | 0
| Portland | x2PVN2 | 0 | 0 | 0 | 0 | 0 | 0 | 0 | 0 | 0 | 0 | 0 | 0
| Portland | PVNT | 1 | 1 | 1 | 1 | 1 | 1 | 1 | 1 | 1 | 1 | 1 | 1
| Portland | PVX1 | 1 | 1 | 1 | 1 | 1 | 1 | 1 | 1 | 1 | 1 | 1 | 1
| Portland | x1PVX1 | 1 | 1 | 1 | 1 | 1 | 1 | 1 | 1 | 1 | 1 | 1 | 1
| Portland | PVX2 | 0 | 0 | 0 | 0 | 0 | 0 | 0 | 0 | 0 | 0 | 0 | 0
| Portland | x2PVX2 | 0 | 0 | 0 | 0 | 0 | 0 | 0 | 0 | 0 | 0 | 0 | 0
| Portland | PVXT | 1 | 1 | 1 | 1 | 1 | 1 | 1 | 1 | 1 | 1 | 1 | 1
| Portland | PVA1 | 1 | 1 | 1 | 1 | 1 | 1 | 1 | 1 | 1 | 1 | 1 | 1
| Portland | x1PVA1 | 1 | 1 | 1 | 1 | 1 | 1 | 1 | 1 | 1 | 1 | 1 | 1
| Portland | PVA2 | 0 | 0 | 0 | 0 | 0 | 0 | 0 | 0 | 0 | 0 | 0 | 0
| Portland | x2PVA2 | 0 | 0 | 0 | 0 | 0 | 0 | 0 | 0 | 0 | 0 | 0 | 0
| Portland | PVAT | 1 | 1 | 1 | 1 | 1 | 1 | 1 | 1 | 1 | 1 | 1 | 1
| Portland | y1 | 1 | 1 | 1 | 1 | 1 | 1 | 1 | 1 | 1 | 1 | 1 | 1
| Portland | MWV1 | N/A | N/A | N/A | N/A | N/A | N/A | N/A | N/A | N/A | N/A | N/A | N/A
| Portland | y2 | 0 | 0 | 0 | 0 | 0 | 0 | 0 | 0 | 0 | 0 | 0 | 0
| Portland | MWV2 | 0 | 0 | 0 | 0 | 0 | 0 | 0 | 0 | 0 | 0 | 0 | 0
| Portland | MWVT | 0 | 0 | 0 | 0 | 0 | 0 | 0 | 0 | 0 | 0 | 0 | 0
FX - 29 | Portland | PA | 14.7 | 14.7 | 14.7 | 14.7 | 14.7 | 14.7 | 14.7 | 14.7 | 14.7 | 14.7 | 14.7 | 14.7 |  | 57 | 1 | 3 | 1 | 19 | 20 | 25 | 1 | 2 | 5 | 15 |  |  | 393 |  | 393
| Portland | PBP | 0.03 | 0.03 | 0.03 | 0.03 | 0.03 | 0.03 | 0.03 | 0.03 | 0.03 | 0.03 | 0.03 | 0.03 | [12 empty] | 15
| Portland | PBV | -0.03 | -0.03 | -0.03 | -0.03 | -0.03 | -0.03 | -0.03 | -0.03 | -0.03 | -0.03 | -0.03 | -0.03 | [12 empty] | 16
| Portland | Comp 1 Name | Out of Service | Out of Service | Out of Service | Out of Service | Out of Service | Out of Service | Out of Service | Out of Service | Out of Service | Out of Service | Out of Service | Out of Service | [13 empty] | 1 | 393 | 1 | 393
| Portland | Comp 1 Type | N/A | N/A | N/A | N/A | N/A | N/A | N/A | N/A | N/A | N/A | N/A | N/A | [13 empty] | 1 | 395 | 1 | 396
| Portland | Comp 2 Name | 0 | 0 | 0 | 0 | 0 | 0 | 0 | 0 | 0 | 0 | 0 | 0 | [13 empty] | 1 | 394 | 1 | 394
| Portland | Comp 2 Type | 0 | 0 | 0 | 0 | 0 | 0 | 0 | 0 | 0 | 0 | 0 | 0 | [13 empty] | 1 | 396 | 1 | 396
| Portland | x1 | 1 | 1 | 1 | 1 | 1 | 1 | 1 | 1 | 1 | 1 | 1 | 1 | [13 empty] | 1 | 402 | 1 | 402
| Portland | MW1 | N/A | N/A | N/A | N/A | N/A | N/A | N/A | N/A | N/A | N/A | N/A | N/A | [13 empty] | 1 | 399 | 1 | 399
| Portland | x2 | 0 | 0 | 0 | 0 | 0 | 0 | 0 | 0 | 0 | 0 | 0 | 0 | [13 empty] | 1 | 403 | 1 | 403
| Portland | MW2 | 0 | 0 | 0 | 0 | 0 | 0 | 0 | 0 | 0 | 0 | 0 | 0 | [13 empty] | 1 | 400 | 1 | 400
| Portland | TLN | 43.9 | 44.7 | 46.1 | 48.6 | 53.15 | 56.95 | 60.45 | 60.9 | 58.6 | 52.65 | 47.1 | 43.6 | [15 empty] | 1 | 403
| Portland | TLX | 43.9 | 44.7 | 46.1 | 48.6 | 53.15 | 56.95 | 60.45 | 60.9 | 58.6 | 52.65 | 47.1 | 43.6 | [15 empty] | 1 | 404
| Portland | TLA | 43.9 | 44.7 | 46.1 | 48.6 | 53.15 | 56.95 | 60.45 | 60.9 | 58.6 | 52.65 | 47.1 | 43.6 | [15 empty] | 1 | 406
| Portland | PVN1 | 1 | 1 | 1 | 1 | 1 | 1 | 1 | 1 | 1 | 1 | 1 | 1
| Portland | x1PVN1 | 1 | 1 | 1 | 1 | 1 | 1 | 1 | 1 | 1 | 1 | 1 | 1
| Portland | PVN2 | 0 | 0 | 0 | 0 | 0 | 0 | 0 | 0 | 0 | 0 | 0 | 0
| Portland | x2PVN2 | 0 | 0 | 0 | 0 | 0 | 0 | 0 | 0 | 0 | 0 | 0 | 0
| Portland | PVNT | 1 | 1 | 1 | 1 | 1 | 1 | 1 | 1 | 1 | 1 | 1 | 1
| Portland | PVX1 | 1 | 1 | 1 | 1 | 1 | 1 | 1 | 1 | 1 | 1 | 1 | 1
| Portland | x1PVX1 | 1 | 1 | 1 | 1 | 1 | 1 | 1 | 1 | 1 | 1 | 1 | 1
| Portland | PVX2 | 0 | 0 | 0 | 0 | 0 | 0 | 0 | 0 | 0 | 0 | 0 | 0
| Portland | x2PVX2 | 0 | 0 | 0 | 0 | 0 | 0 | 0 | 0 | 0 | 0 | 0 | 0
| Portland | PVXT | 1 | 1 | 1 | 1 | 1 | 1 | 1 | 1 | 1 | 1 | 1 | 1
| Portland | PVA1 | 1 | 1 | 1 | 1 | 1 | 1 | 1 | 1 | 1 | 1 | 1 | 1
| Portland | x1PVA1 | 1 | 1 | 1 | 1 | 1 | 1 | 1 | 1 | 1 | 1 | 1 | 1
| Portland | PVA2 | 0 | 0 | 0 | 0 | 0 | 0 | 0 | 0 | 0 | 0 | 0 | 0
| Portland | x2PVA2 | 0 | 0 | 0 | 0 | 0 | 0 | 0 | 0 | 0 | 0 | 0 | 0
| Portland | PVAT | 1 | 1 | 1 | 1 | 1 | 1 | 1 | 1 | 1 | 1 | 1 | 1
| Portland | y1 | 1 | 1 | 1 | 1 | 1 | 1 | 1 | 1 | 1 | 1 | 1 | 1
| Portland | MWV1 | N/A | N/A | N/A | N/A | N/A | N/A | N/A | N/A | N/A | N/A | N/A | N/A
| Portland | y2 | 0 | 0 | 0 | 0 | 0 | 0 | 0 | 0 | 0 | 0 | 0 | 0
| Portland | MWV2 | 0 | 0 | 0 | 0 | 0 | 0 | 0 | 0 | 0 | 0 | 0 | 0
| Portland | MWVT | 0 | 0 | 0 | 0 | 0 | 0 | 0 | 0 | 0 | 0 | 0 | 0
FX - 30 | Portland | PA | 14.7 | 14.7 | 14.7 | 14.7 | 14.7 | 14.7 | 14.7 | 14.7 | 14.7 | 14.7 | 14.7 | 14.7 |  | 59 | 1 | 3 | 1 | 19 | 20 | 25 | 1 | 2 | 5 | 15 |  |  | 407 |  | 407
| Portland | PBP | 0.03 | 0.03 | 0.03 | 0.03 | 0.03 | 0.03 | 0.03 | 0.03 | 0.03 | 0.03 | 0.03 | 0.03 | [12 empty] | 15
| Portland | PBV | -0.03 | -0.03 | -0.03 | -0.03 | -0.03 | -0.03 | -0.03 | -0.03 | -0.03 | -0.03 | -0.03 | -0.03 | [12 empty] | 16
| Portland | Comp 1 Name | Out of Service | Out of Service | Out of Service | Out of Service | Out of Service | Out of Service | Out of Service | Out of Service | Out of Service | Out of Service | Out of Service | Out of Service | [13 empty] | 1 | 407 | 1 | 407
| Portland | Comp 1 Type | N/A | N/A | N/A | N/A | N/A | N/A | N/A | N/A | N/A | N/A | N/A | N/A | [13 empty] | 1 | 409 | 1 | 410
| Portland | Comp 2 Name | 0 | 0 | 0 | 0 | 0 | 0 | 0 | 0 | 0 | 0 | 0 | 0 | [13 empty] | 1 | 408 | 1 | 408
| Portland | Comp 2 Type | 0 | 0 | 0 | 0 | 0 | 0 | 0 | 0 | 0 | 0 | 0 | 0 | [13 empty] | 1 | 410 | 1 | 410
| Portland | x1 | 1 | 1 | 1 | 1 | 1 | 1 | 1 | 1 | 1 | 1 | 1 | 1 | [13 empty] | 1 | 416 | 1 | 416
| Portland | MW1 | N/A | N/A | N/A | N/A | N/A | N/A | N/A | N/A | N/A | N/A | N/A | N/A | [13 empty] | 1 | 413 | 1 | 413
| Portland | x2 | 0 | 0 | 0 | 0 | 0 | 0 | 0 | 0 | 0 | 0 | 0 | 0 | [13 empty] | 1 | 417 | 1 | 417
| Portland | MW2 | 0 | 0 | 0 | 0 | 0 | 0 | 0 | 0 | 0 | 0 | 0 | 0 | [13 empty] | 1 | 414 | 1 | 414
| Portland | TLN | 43.9 | 44.7 | 46.1 | 48.6 | 53.15 | 56.95 | 60.45 | 60.9 | 58.6 | 52.65 | 47.1 | 43.6 | [15 empty] | 1 | 417
| Portland | TLX | 43.9 | 44.7 | 46.1 | 48.6 | 53.15 | 56.95 | 60.45 | 60.9 | 58.6 | 52.65 | 47.1 | 43.6 | [15 empty] | 1 | 418
| Portland | TLA | 43.9 | 44.7 | 46.1 | 48.6 | 53.15 | 56.95 | 60.45 | 60.9 | 58.6 | 52.65 | 47.1 | 43.6 | [15 empty] | 1 | 420
| Portland | PVN1 | 1 | 1 | 1 | 1 | 1 | 1 | 1 | 1 | 1 | 1 | 1 | 1
| Portland | x1PVN1 | 1 | 1 | 1 | 1 | 1 | 1 | 1 | 1 | 1 | 1 | 1 | 1
| Portland | PVN2 | 0 | 0 | 0 | 0 | 0 | 0 | 0 | 0 | 0 | 0 | 0 | 0
| Portland | x2PVN2 | 0 | 0 | 0 | 0 | 0 | 0 | 0 | 0 | 0 | 0 | 0 | 0
| Portland | PVNT | 1 | 1 | 1 | 1 | 1 | 1 | 1 | 1 | 1 | 1 | 1 | 1
| Portland | PVX1 | 1 | 1 | 1 | 1 | 1 | 1 | 1 | 1 | 1 | 1 | 1 | 1
| Portland | x1PVX1 | 1 | 1 | 1 | 1 | 1 | 1 | 1 | 1 | 1 | 1 | 1 | 1
| Portland | PVX2 | 0 | 0 | 0 | 0 | 0 | 0 | 0 | 0 | 0 | 0 | 0 | 0
| Portland | x2PVX2 | 0 | 0 | 0 | 0 | 0 | 0 | 0 | 0 | 0 | 0 | 0 | 0
| Portland | PVXT | 1 | 1 | 1 | 1 | 1 | 1 | 1 | 1 | 1 | 1 | 1 | 1
| Portland | PVA1 | 1 | 1 | 1 | 1 | 1 | 1 | 1 | 1 | 1 | 1 | 1 | 1
| Portland | x1PVA1 | 1 | 1 | 1 | 1 | 1 | 1 | 1 | 1 | 1 | 1 | 1 | 1
| Portland | PVA2 | 0 | 0 | 0 | 0 | 0 | 0 | 0 | 0 | 0 | 0 | 0 | 0
| Portland | x2PVA2 | 0 | 0 | 0 | 0 | 0 | 0 | 0 | 0 | 0 | 0 | 0 | 0
| Portland | PVAT | 1 | 1 | 1 | 1 | 1 | 1 | 1 | 1 | 1 | 1 | 1 | 1
| Portland | y1 | 1 | 1 | 1 | 1 | 1 | 1 | 1 | 1 | 1 | 1 | 1 | 1
| Portland | MWV1 | N/A | N/A | N/A | N/A | N/A | N/A | N/A | N/A | N/A | N/A | N/A | N/A
| Portland | y2 | 0 | 0 | 0 | 0 | 0 | 0 | 0 | 0 | 0 | 0 | 0 | 0
| Portland | MWV2 | 0 | 0 | 0 | 0 | 0 | 0 | 0 | 0 | 0 | 0 | 0 | 0
| Portland | MWVT | 0 | 0 | 0 | 0 | 0 | 0 | 0 | 0 | 0 | 0 | 0 | 0
FX - 31 | Portland | PA | 14.7 | 14.7 | 14.7 | 14.7 | 14.7 | 14.7 | 14.7 | 14.7 | 14.7 | 14.7 | 14.7 | 14.7 |  | 61 | 1 | 3 | 1 | 19 | 20 | 25 | 1 | 2 | 5 | 15 |  |  | 421 |  | 421
| Portland | PBP | 0.03 | 0.03 | 0.03 | 0.03 | 0.03 | 0.03 | 0.03 | 0.03 | 0.03 | 0.03 | 0.03 | 0.03 | [12 empty] | 15
| Portland | PBV | -0.03 | -0.03 | -0.03 | -0.03 | -0.03 | -0.03 | -0.03 | -0.03 | -0.03 | -0.03 | -0.03 | -0.03 | [12 empty] | 16
| Portland | Comp 1 Name | Out of Service | Out of Service | Out of Service | Out of Service | Out of Service | Out of Service | Out of Service | Out of Service | Out of Service | Out of Service | Out of Service | Out of Service | [13 empty] | 1 | 421 | 1 | 421
| Portland | Comp 1 Type | N/A | N/A | N/A | N/A | N/A | N/A | N/A | N/A | N/A | N/A | N/A | N/A | [13 empty] | 1 | 423 | 1 | 424
| Portland | Comp 2 Name | 0 | 0 | 0 | 0 | 0 | 0 | 0 | 0 | 0 | 0 | 0 | 0 | [13 empty] | 1 | 422 | 1 | 422
| Portland | Comp 2 Type | 0 | 0 | 0 | 0 | 0 | 0 | 0 | 0 | 0 | 0 | 0 | 0 | [13 empty] | 1 | 424 | 1 | 424
| Portland | x1 | 1 | 1 | 1 | 1 | 1 | 1 | 1 | 1 | 1 | 1 | 1 | 1 | [13 empty] | 1 | 430 | 1 | 430
| Portland | MW1 | N/A | N/A | N/A | N/A | N/A | N/A | N/A | N/A | N/A | N/A | N/A | N/A | [13 empty] | 1 | 427 | 1 | 427
| Portland | x2 | 0 | 0 | 0 | 0 | 0 | 0 | 0 | 0 | 0 | 0 | 0 | 0 | [13 empty] | 1 | 431 | 1 | 431
| Portland | MW2 | 0 | 0 | 0 | 0 | 0 | 0 | 0 | 0 | 0 | 0 | 0 | 0 | [13 empty] | 1 | 428 | 1 | 428
| Portland | TLN | 43.9 | 44.7 | 46.1 | 48.6 | 53.15 | 56.95 | 60.45 | 60.9 | 58.6 | 52.65 | 47.1 | 43.6 | [15 empty] | 1 | 431
| Portland | TLX | 43.9 | 44.7 | 46.1 | 48.6 | 53.15 | 56.95 | 60.45 | 60.9 | 58.6 | 52.65 | 47.1 | 43.6 | [15 empty] | 1 | 432
| Portland | TLA | 43.9 | 44.7 | 46.1 | 48.6 | 53.15 | 56.95 | 60.45 | 60.9 | 58.6 | 52.65 | 47.1 | 43.6 | [15 empty] | 1 | 434
| Portland | PVN1 | 1 | 1 | 1 | 1 | 1 | 1 | 1 | 1 | 1 | 1 | 1 | 1
| Portland | x1PVN1 | 1 | 1 | 1 | 1 | 1 | 1 | 1 | 1 | 1 | 1 | 1 | 1
| Portland | PVN2 | 0 | 0 | 0 | 0 | 0 | 0 | 0 | 0 | 0 | 0 | 0 | 0
| Portland | x2PVN2 | 0 | 0 | 0 | 0 | 0 | 0 | 0 | 0 | 0 | 0 | 0 | 0
| Portland | PVNT | 1 | 1 | 1 | 1 | 1 | 1 | 1 | 1 | 1 | 1 | 1 | 1
| Portland | PVX1 | 1 | 1 | 1 | 1 | 1 | 1 | 1 | 1 | 1 | 1 | 1 | 1
| Portland | x1PVX1 | 1 | 1 | 1 | 1 | 1 | 1 | 1 | 1 | 1 | 1 | 1 | 1
| Portland | PVX2 | 0 | 0 | 0 | 0 | 0 | 0 | 0 | 0 | 0 | 0 | 0 | 0
| Portland | x2PVX2 | 0 | 0 | 0 | 0 | 0 | 0 | 0 | 0 | 0 | 0 | 0 | 0
| Portland | PVXT | 1 | 1 | 1 | 1 | 1 | 1 | 1 | 1 | 1 | 1 | 1 | 1
| Portland | PVA1 | 1 | 1 | 1 | 1 | 1 | 1 | 1 | 1 | 1 | 1 | 1 | 1
| Portland | x1PVA1 | 1 | 1 | 1 | 1 | 1 | 1 | 1 | 1 | 1 | 1 | 1 | 1
| Portland | PVA2 | 0 | 0 | 0 | 0 | 0 | 0 | 0 | 0 | 0 | 0 | 0 | 0
| Portland | x2PVA2 | 0 | 0 | 0 | 0 | 0 | 0 | 0 | 0 | 0 | 0 | 0 | 0
| Portland | PVAT | 1 | 1 | 1 | 1 | 1 | 1 | 1 | 1 | 1 | 1 | 1 | 1
| Portland | y1 | 1 | 1 | 1 | 1 | 1 | 1 | 1 | 1 | 1 | 1 | 1 | 1
| Portland | MWV1 | N/A | N/A | N/A | N/A | N/A | N/A | N/A | N/A | N/A | N/A | N/A | N/A
| Portland | y2 | 0 | 0 | 0 | 0 | 0 | 0 | 0 | 0 | 0 | 0 | 0 | 0
| Portland | MWV2 | 0 | 0 | 0 | 0 | 0 | 0 | 0 | 0 | 0 | 0 | 0 | 0
| Portland | MWVT | 0 | 0 | 0 | 0 | 0 | 0 | 0 | 0 | 0 | 0 | 0 | 0
FX - 32 | Portland | PA | 14.7 | 14.7 | 14.7 | 14.7 | 14.7 | 14.7 | 14.7 | 14.7 | 14.7 | 14.7 | 14.7 | 14.7 |  | 63 | 1 | 3 | 1 | 19 | 20 | 25 | 1 | 2 | 5 | 15 |  |  | 435 |  | 435
| Portland | PBP | 0.03 | 0.03 | 0.03 | 0.03 | 0.03 | 0.03 | 0.03 | 0.03 | 0.03 | 0.03 | 0.03 | 0.03 | [12 empty] | 15
| Portland | PBV | -0.03 | -0.03 | -0.03 | -0.03 | -0.03 | -0.03 | -0.03 | -0.03 | -0.03 | -0.03 | -0.03 | -0.03 | [12 empty] | 16
| Portland | Comp 1 Name | Out of Service | Out of Service | Out of Service | Out of Service | Out of Service | Out of Service | Out of Service | Out of Service | Out of Service | Out of Service | Out of Service | Out of Service | [13 empty] | 1 | 435 | 1 | 435
| Portland | Comp 1 Type | N/A | N/A | N/A | N/A | N/A | N/A | N/A | N/A | N/A | N/A | N/A | N/A | [13 empty] | 1 | 437 | 1 | 438
| Portland | Comp 2 Name | 0 | 0 | 0 | 0 | 0 | 0 | 0 | 0 | 0 | 0 | 0 | 0 | [13 empty] | 1 | 436 | 1 | 436
| Portland | Comp 2 Type | 0 | 0 | 0 | 0 | 0 | 0 | 0 | 0 | 0 | 0 | 0 | 0 | [13 empty] | 1 | 438 | 1 | 438
| Portland | x1 | 1 | 1 | 1 | 1 | 1 | 1 | 1 | 1 | 1 | 1 | 1 | 1 | [13 empty] | 1 | 444 | 1 | 444
| Portland | MW1 | N/A | N/A | N/A | N/A | N/A | N/A | N/A | N/A | N/A | N/A | N/A | N/A | [13 empty] | 1 | 441 | 1 | 441
| Portland | x2 | 0 | 0 | 0 | 0 | 0 | 0 | 0 | 0 | 0 | 0 | 0 | 0 | [13 empty] | 1 | 445 | 1 | 445
| Portland | MW2 | 0 | 0 | 0 | 0 | 0 | 0 | 0 | 0 | 0 | 0 | 0 | 0 | [13 empty] | 1 | 442 | 1 | 442
| Portland | TLN | 43.9 | 44.7 | 46.1 | 48.6 | 53.15 | 56.95 | 60.45 | 60.9 | 58.6 | 52.65 | 47.1 | 43.6 | [15 empty] | 1 | 445
| Portland | TLX | 43.9 | 44.7 | 46.1 | 48.6 | 53.15 | 56.95 | 60.45 | 60.9 | 58.6 | 52.65 | 47.1 | 43.6 | [15 empty] | 1 | 446
| Portland | TLA | 43.9 | 44.7 | 46.1 | 48.6 | 53.15 | 56.95 | 60.45 | 60.9 | 58.6 | 52.65 | 47.1 | 43.6 | [15 empty] | 1 | 448
| Portland | PVN1 | 1 | 1 | 1 | 1 | 1 | 1 | 1 | 1 | 1 | 1 | 1 | 1
| Portland | x1PVN1 | 1 | 1 | 1 | 1 | 1 | 1 | 1 | 1 | 1 | 1 | 1 | 1
| Portland | PVN2 | 0 | 0 | 0 | 0 | 0 | 0 | 0 | 0 | 0 | 0 | 0 | 0
| Portland | x2PVN2 | 0 | 0 | 0 | 0 | 0 | 0 | 0 | 0 | 0 | 0 | 0 | 0
| Portland | PVNT | 1 | 1 | 1 | 1 | 1 | 1 | 1 | 1 | 1 | 1 | 1 | 1
| Portland | PVX1 | 1 | 1 | 1 | 1 | 1 | 1 | 1 | 1 | 1 | 1 | 1 | 1
| Portland | x1PVX1 | 1 | 1 | 1 | 1 | 1 | 1 | 1 | 1 | 1 | 1 | 1 | 1
| Portland | PVX2 | 0 | 0 | 0 | 0 | 0 | 0 | 0 | 0 | 0 | 0 | 0 | 0
| Portland | x2PVX2 | 0 | 0 | 0 | 0 | 0 | 0 | 0 | 0 | 0 | 0 | 0 | 0
| Portland | PVXT | 1 | 1 | 1 | 1 | 1 | 1 | 1 | 1 | 1 | 1 | 1 | 1
| Portland | PVA1 | 1 | 1 | 1 | 1 | 1 | 1 | 1 | 1 | 1 | 1 | 1 | 1
| Portland | x1PVA1 | 1 | 1 | 1 | 1 | 1 | 1 | 1 | 1 | 1 | 1 | 1 | 1
| Portland | PVA2 | 0 | 0 | 0 | 0 | 0 | 0 | 0 | 0 | 0 | 0 | 0 | 0
| Portland | x2PVA2 | 0 | 0 | 0 | 0 | 0 | 0 | 0 | 0 | 0 | 0 | 0 | 0
| Portland | PVAT | 1 | 1 | 1 | 1 | 1 | 1 | 1 | 1 | 1 | 1 | 1 | 1
| Portland | y1 | 1 | 1 | 1 | 1 | 1 | 1 | 1 | 1 | 1 | 1 | 1 | 1
| Portland | MWV1 | N/A | N/A | N/A | N/A | N/A | N/A | N/A | N/A | N/A | N/A | N/A | N/A
| Portland | y2 | 0 | 0 | 0 | 0 | 0 | 0 | 0 | 0 | 0 | 0 | 0 | 0
| Portland | MWV2 | 0 | 0 | 0 | 0 | 0 | 0 | 0 | 0 | 0 | 0 | 0 | 0
| Portland | MWVT | 0 | 0 | 0 | 0 | 0 | 0 | 0 | 0 | 0 | 0 | 0 | 0
FX - 33 | Portland | PA | 14.7 | 14.7 | 14.7 | 14.7 | 14.7 | 14.7 | 14.7 | 14.7 | 14.7 | 14.7 | 14.7 | 14.7 |  | 65 | 1 | 3 | 1 | 19 | 20 | 25 | 1 | 2 | 5 | 15 |  |  | 449 |  | 449
| Portland | PBP | 0.03 | 0.03 | 0.03 | 0.03 | 0.03 | 0.03 | 0.03 | 0.03 | 0.03 | 0.03 | 0.03 | 0.03 | [12 empty] | 15
| Portland | PBV | -0.03 | -0.03 | -0.03 | -0.03 | -0.03 | -0.03 | -0.03 | -0.03 | -0.03 | -0.03 | -0.03 | -0.03 | [12 empty] | 16
| Portland | Comp 1 Name | Out of Service | Out of Service | Out of Service | Out of Service | Out of Service | Out of Service | Out of Service | Out of Service | Out of Service | Out of Service | Out of Service | Out of Service | [13 empty] | 1 | 449 | 1 | 449
| Portland | Comp 1 Type | N/A | N/A | N/A | N/A | N/A | N/A | N/A | N/A | N/A | N/A | N/A | N/A | [13 empty] | 1 | 451 | 1 | 452
| Portland | Comp 2 Name | 0 | 0 | 0 | 0 | 0 | 0 | 0 | 0 | 0 | 0 | 0 | 0 | [13 empty] | 1 | 450 | 1 | 450
| Portland | Comp 2 Type | 0 | 0 | 0 | 0 | 0 | 0 | 0 | 0 | 0 | 0 | 0 | 0 | [13 empty] | 1 | 452 | 1 | 452
| Portland | x1 | 1 | 1 | 1 | 1 | 1 | 1 | 1 | 1 | 1 | 1 | 1 | 1 | [13 empty] | 1 | 458 | 1 | 458
| Portland | MW1 | N/A | N/A | N/A | N/A | N/A | N/A | N/A | N/A | N/A | N/A | N/A | N/A | [13 empty] | 1 | 455 | 1 | 455
| Portland | x2 | 0 | 0 | 0 | 0 | 0 | 0 | 0 | 0 | 0 | 0 | 0 | 0 | [13 empty] | 1 | 459 | 1 | 459
| Portland | MW2 | 0 | 0 | 0 | 0 | 0 | 0 | 0 | 0 | 0 | 0 | 0 | 0 | [13 empty] | 1 | 456 | 1 | 456
| Portland | TLN | 43.9 | 44.7 | 46.1 | 48.6 | 53.15 | 56.95 | 60.45 | 60.9 | 58.6 | 52.65 | 47.1 | 43.6 | [15 empty] | 1 | 459
| Portland | TLX | 43.9 | 44.7 | 46.1 | 48.6 | 53.15 | 56.95 | 60.45 | 60.9 | 58.6 | 52.65 | 47.1 | 43.6 | [15 empty] | 1 | 460
| Portland | TLA | 43.9 | 44.7 | 46.1 | 48.6 | 53.15 | 56.95 | 60.45 | 60.9 | 58.6 | 52.65 | 47.1 | 43.6 | [15 empty] | 1 | 462
| Portland | PVN1 | 1 | 1 | 1 | 1 | 1 | 1 | 1 | 1 | 1 | 1 | 1 | 1
| Portland | x1PVN1 | 1 | 1 | 1 | 1 | 1 | 1 | 1 | 1 | 1 | 1 | 1 | 1
| Portland | PVN2 | 0 | 0 | 0 | 0 | 0 | 0 | 0 | 0 | 0 | 0 | 0 | 0
| Portland | x2PVN2 | 0 | 0 | 0 | 0 | 0 | 0 | 0 | 0 | 0 | 0 | 0 | 0
| Portland | PVNT | 1 | 1 | 1 | 1 | 1 | 1 | 1 | 1 | 1 | 1 | 1 | 1
| Portland | PVX1 | 1 | 1 | 1 | 1 | 1 | 1 | 1 | 1 | 1 | 1 | 1 | 1
| Portland | x1PVX1 | 1 | 1 | 1 | 1 | 1 | 1 | 1 | 1 | 1 | 1 | 1 | 1
| Portland | PVX2 | 0 | 0 | 0 | 0 | 0 | 0 | 0 | 0 | 0 | 0 | 0 | 0
| Portland | x2PVX2 | 0 | 0 | 0 | 0 | 0 | 0 | 0 | 0 | 0 | 0 | 0 | 0
| Portland | PVXT | 1 | 1 | 1 | 1 | 1 | 1 | 1 | 1 | 1 | 1 | 1 | 1
| Portland | PVA1 | 1 | 1 | 1 | 1 | 1 | 1 | 1 | 1 | 1 | 1 | 1 | 1
| Portland | x1PVA1 | 1 | 1 | 1 | 1 | 1 | 1 | 1 | 1 | 1 | 1 | 1 | 1
| Portland | PVA2 | 0 | 0 | 0 | 0 | 0 | 0 | 0 | 0 | 0 | 0 | 0 | 0
| Portland | x2PVA2 | 0 | 0 | 0 | 0 | 0 | 0 | 0 | 0 | 0 | 0 | 0 | 0
| Portland | PVAT | 1 | 1 | 1 | 1 | 1 | 1 | 1 | 1 | 1 | 1 | 1 | 1
| Portland | y1 | 1 | 1 | 1 | 1 | 1 | 1 | 1 | 1 | 1 | 1 | 1 | 1
| Portland | MWV1 | N/A | N/A | N/A | N/A | N/A | N/A | N/A | N/A | N/A | N/A | N/A | N/A
| Portland | y2 | 0 | 0 | 0 | 0 | 0 | 0 | 0 | 0 | 0 | 0 | 0 | 0
| Portland | MWV2 | 0 | 0 | 0 | 0 | 0 | 0 | 0 | 0 | 0 | 0 | 0 | 0
| Portland | MWVT | 0 | 0 | 0 | 0 | 0 | 0 | 0 | 0 | 0 | 0 | 0 | 0
FX - 34 | Portland | PA | 14.7 | 14.7 | 14.7 | 14.7 | 14.7 | 14.7 | 14.7 | 14.7 | 14.7 | 14.7 | 14.7 | 14.7 |  | 67 | 1 | 3 | 1 | 19 | 20 | 25 | 1 | 2 | 5 | 15 |  |  | 463 |  | 463
| Portland | PBP | 0.03 | 0.03 | 0.03 | 0.03 | 0.03 | 0.03 | 0.03 | 0.03 | 0.03 | 0.03 | 0.03 | 0.03 | [12 empty] | 15
| Portland | PBV | -0.03 | -0.03 | -0.03 | -0.03 | -0.03 | -0.03 | -0.03 | -0.03 | -0.03 | -0.03 | -0.03 | -0.03 | [12 empty] | 16
| Portland | Comp 1 Name | Out of Service | Out of Service | Out of Service | Out of Service | Out of Service | Out of Service | Out of Service | Out of Service | Out of Service | Out of Service | Out of Service | Out of Service | [13 empty] | 1 | 463 | 1 | 463
| Portland | Comp 1 Type | N/A | N/A | N/A | N/A | N/A | N/A | N/A | N/A | N/A | N/A | N/A | N/A | [13 empty] | 1 | 465 | 1 | 466
| Portland | Comp 2 Name | 0 | 0 | 0 | 0 | 0 | 0 | 0 | 0 | 0 | 0 | 0 | 0 | [13 empty] | 1 | 464 | 1 | 464
| Portland | Comp 2 Type | 0 | 0 | 0 | 0 | 0 | 0 | 0 | 0 | 0 | 0 | 0 | 0 | [13 empty] | 1 | 466 | 1 | 466
| Portland | x1 | 1 | 1 | 1 | 1 | 1 | 1 | 1 | 1 | 1 | 1 | 1 | 1 | [13 empty] | 1 | 472 | 1 | 472
| Portland | MW1 | N/A | N/A | N/A | N/A | N/A | N/A | N/A | N/A | N/A | N/A | N/A | N/A | [13 empty] | 1 | 469 | 1 | 469
| Portland | x2 | 0 | 0 | 0 | 0 | 0 | 0 | 0 | 0 | 0 | 0 | 0 | 0 | [13 empty] | 1 | 473 | 1 | 473
| Portland | MW2 | 0 | 0 | 0 | 0 | 0 | 0 | 0 | 0 | 0 | 0 | 0 | 0 | [13 empty] | 1 | 470 | 1 | 470
| Portland | TLN | 43.9 | 44.7 | 46.1 | 48.6 | 53.15 | 56.95 | 60.45 | 60.9 | 58.6 | 52.65 | 47.1 | 43.6 | [15 empty] | 1 | 473
| Portland | TLX | 43.9 | 44.7 | 46.1 | 48.6 | 53.15 | 56.95 | 60.45 | 60.9 | 58.6 | 52.65 | 47.1 | 43.6 | [15 empty] | 1 | 474
| Portland | TLA | 43.9 | 44.7 | 46.1 | 48.6 | 53.15 | 56.95 | 60.45 | 60.9 | 58.6 | 52.65 | 47.1 | 43.6 | [15 empty] | 1 | 476
| Portland | PVN1 | 1 | 1 | 1 | 1 | 1 | 1 | 1 | 1 | 1 | 1 | 1 | 1
| Portland | x1PVN1 | 1 | 1 | 1 | 1 | 1 | 1 | 1 | 1 | 1 | 1 | 1 | 1
| Portland | PVN2 | 0 | 0 | 0 | 0 | 0 | 0 | 0 | 0 | 0 | 0 | 0 | 0
| Portland | x2PVN2 | 0 | 0 | 0 | 0 | 0 | 0 | 0 | 0 | 0 | 0 | 0 | 0
| Portland | PVNT | 1 | 1 | 1 | 1 | 1 | 1 | 1 | 1 | 1 | 1 | 1 | 1
| Portland | PVX1 | 1 | 1 | 1 | 1 | 1 | 1 | 1 | 1 | 1 | 1 | 1 | 1
| Portland | x1PVX1 | 1 | 1 | 1 | 1 | 1 | 1 | 1 | 1 | 1 | 1 | 1 | 1
| Portland | PVX2 | 0 | 0 | 0 | 0 | 0 | 0 | 0 | 0 | 0 | 0 | 0 | 0
| Portland | x2PVX2 | 0 | 0 | 0 | 0 | 0 | 0 | 0 | 0 | 0 | 0 | 0 | 0
| Portland | PVXT | 1 | 1 | 1 | 1 | 1 | 1 | 1 | 1 | 1 | 1 | 1 | 1
| Portland | PVA1 | 1 | 1 | 1 | 1 | 1 | 1 | 1 | 1 | 1 | 1 | 1 | 1
| Portland | x1PVA1 | 1 | 1 | 1 | 1 | 1 | 1 | 1 | 1 | 1 | 1 | 1 | 1
| Portland | PVA2 | 0 | 0 | 0 | 0 | 0 | 0 | 0 | 0 | 0 | 0 | 0 | 0
| Portland | x2PVA2 | 0 | 0 | 0 | 0 | 0 | 0 | 0 | 0 | 0 | 0 | 0 | 0
| Portland | PVAT | 1 | 1 | 1 | 1 | 1 | 1 | 1 | 1 | 1 | 1 | 1 | 1
| Portland | y1 | 1 | 1 | 1 | 1 | 1 | 1 | 1 | 1 | 1 | 1 | 1 | 1
| Portland | MWV1 | N/A | N/A | N/A | N/A | N/A | N/A | N/A | N/A | N/A | N/A | N/A | N/A
| Portland | y2 | 0 | 0 | 0 | 0 | 0 | 0 | 0 | 0 | 0 | 0 | 0 | 0
| Portland | MWV2 | 0 | 0 | 0 | 0 | 0 | 0 | 0 | 0 | 0 | 0 | 0 | 0
| Portland | MWVT | 0 | 0 | 0 | 0 | 0 | 0 | 0 | 0 | 0 | 0 | 0 | 0
FX - 35 | Portland | PA | 14.7 | 14.7 | 14.7 | 14.7 | 14.7 | 14.7 | 14.7 | 14.7 | 14.7 | 14.7 | 14.7 | 14.7 |  | 69 | 1 | 3 | 1 | 19 | 20 | 25 | 1 | 2 | 5 | 15 |  |  | 477 |  | 477
| Portland | PBP | 0.03 | 0.03 | 0.03 | 0.03 | 0.03 | 0.03 | 0.03 | 0.03 | 0.03 | 0.03 | 0.03 | 0.03 | [12 empty] | 15
| Portland | PBV | -0.03 | -0.03 | -0.03 | -0.03 | -0.03 | -0.03 | -0.03 | -0.03 | -0.03 | -0.03 | -0.03 | -0.03 | [12 empty] | 16
| Portland | Comp 1 Name | Out of Service | Out of Service | Out of Service | Out of Service | Out of Service | Out of Service | Out of Service | Out of Service | Out of Service | Out of Service | Out of Service | Out of Service | [13 empty] | 1 | 477 | 1 | 477
| Portland | Comp 1 Type | N/A | N/A | N/A | N/A | N/A | N/A | N/A | N/A | N/A | N/A | N/A | N/A | [13 empty] | 1 | 479 | 1 | 480
| Portland | Comp 2 Name | 0 | 0 | 0 | 0 | 0 | 0 | 0 | 0 | 0 | 0 | 0 | 0 | [13 empty] | 1 | 478 | 1 | 478
| Portland | Comp 2 Type | 0 | 0 | 0 | 0 | 0 | 0 | 0 | 0 | 0 | 0 | 0 | 0 | [13 empty] | 1 | 480 | 1 | 480
| Portland | x1 | 1 | 1 | 1 | 1 | 1 | 1 | 1 | 1 | 1 | 1 | 1 | 1 | [13 empty] | 1 | 486 | 1 | 486
| Portland | MW1 | N/A | N/A | N/A | N/A | N/A | N/A | N/A | N/A | N/A | N/A | N/A | N/A | [13 empty] | 1 | 483 | 1 | 483
| Portland | x2 | 0 | 0 | 0 | 0 | 0 | 0 | 0 | 0 | 0 | 0 | 0 | 0 | [13 empty] | 1 | 487 | 1 | 487
| Portland | MW2 | 0 | 0 | 0 | 0 | 0 | 0 | 0 | 0 | 0 | 0 | 0 | 0 | [13 empty] | 1 | 484 | 1 | 484
| Portland | TLN | 43.9 | 44.7 | 46.1 | 48.6 | 53.15 | 56.95 | 60.45 | 60.9 | 58.6 | 52.65 | 47.1 | 43.6 | [15 empty] | 1 | 487
| Portland | TLX | 43.9 | 44.7 | 46.1 | 48.6 | 53.15 | 56.95 | 60.45 | 60.9 | 58.6 | 52.65 | 47.1 | 43.6 | [15 empty] | 1 | 488
| Portland | TLA | 43.9 | 44.7 | 46.1 | 48.6 | 53.15 | 56.95 | 60.45 | 60.9 | 58.6 | 52.65 | 47.1 | 43.6 | [15 empty] | 1 | 490
| Portland | PVN1 | 1 | 1 | 1 | 1 | 1 | 1 | 1 | 1 | 1 | 1 | 1 | 1
| Portland | x1PVN1 | 1 | 1 | 1 | 1 | 1 | 1 | 1 | 1 | 1 | 1 | 1 | 1
| Portland | PVN2 | 0 | 0 | 0 | 0 | 0 | 0 | 0 | 0 | 0 | 0 | 0 | 0
| Portland | x2PVN2 | 0 | 0 | 0 | 0 | 0 | 0 | 0 | 0 | 0 | 0 | 0 | 0
| Portland | PVNT | 1 | 1 | 1 | 1 | 1 | 1 | 1 | 1 | 1 | 1 | 1 | 1
| Portland | PVX1 | 1 | 1 | 1 | 1 | 1 | 1 | 1 | 1 | 1 | 1 | 1 | 1
| Portland | x1PVX1 | 1 | 1 | 1 | 1 | 1 | 1 | 1 | 1 | 1 | 1 | 1 | 1
| Portland | PVX2 | 0 | 0 | 0 | 0 | 0 | 0 | 0 | 0 | 0 | 0 | 0 | 0
| Portland | x2PVX2 | 0 | 0 | 0 | 0 | 0 | 0 | 0 | 0 | 0 | 0 | 0 | 0
| Portland | PVXT | 1 | 1 | 1 | 1 | 1 | 1 | 1 | 1 | 1 | 1 | 1 | 1
| Portland | PVA1 | 1 | 1 | 1 | 1 | 1 | 1 | 1 | 1 | 1 | 1 | 1 | 1
| Portland | x1PVA1 | 1 | 1 | 1 | 1 | 1 | 1 | 1 | 1 | 1 | 1 | 1 | 1
| Portland | PVA2 | 0 | 0 | 0 | 0 | 0 | 0 | 0 | 0 | 0 | 0 | 0 | 0
| Portland | x2PVA2 | 0 | 0 | 0 | 0 | 0 | 0 | 0 | 0 | 0 | 0 | 0 | 0
| Portland | PVAT | 1 | 1 | 1 | 1 | 1 | 1 | 1 | 1 | 1 | 1 | 1 | 1
| Portland | y1 | 1 | 1 | 1 | 1 | 1 | 1 | 1 | 1 | 1 | 1 | 1 | 1
| Portland | MWV1 | N/A | N/A | N/A | N/A | N/A | N/A | N/A | N/A | N/A | N/A | N/A | N/A
| Portland | y2 | 0 | 0 | 0 | 0 | 0 | 0 | 0 | 0 | 0 | 0 | 0 | 0
| Portland | MWV2 | 0 | 0 | 0 | 0 | 0 | 0 | 0 | 0 | 0 | 0 | 0 | 0
| Portland | MWVT | 0 | 0 | 0 | 0 | 0 | 0 | 0 | 0 | 0 | 0 | 0 | 0
FX - 36 | Portland | PA | 14.7 | 14.7 | 14.7 | 14.7 | 14.7 | 14.7 | 14.7 | 14.7 | 14.7 | 14.7 | 14.7 | 14.7 |  | 71 | 1 | 3 | 1 | 19 | 20 | 25 | 1 | 2 | 5 | 15 |  |  | 491 |  | 491
| Portland | PBP | 0.03 | 0.03 | 0.03 | 0.03 | 0.03 | 0.03 | 0.03 | 0.03 | 0.03 | 0.03 | 0.03 | 0.03 | [12 empty] | 15
| Portland | PBV | -0.03 | -0.03 | -0.03 | -0.03 | -0.03 | -0.03 | -0.03 | -0.03 | -0.03 | -0.03 | -0.03 | -0.03 | [12 empty] | 16
| Portland | Comp 1 Name | Out of Service | Out of Service | Out of Service | Out of Service | Out of Service | Out of Service | Out of Service | Out of Service | Out of Service | Out of Service | Out of Service | Out of Service | [13 empty] | 1 | 491 | 1 | 491
| Portland | Comp 1 Type | N/A | N/A | N/A | N/A | N/A | N/A | N/A | N/A | N/A | N/A | N/A | N/A | [13 empty] | 1 | 493 | 1 | 494
| Portland | Comp 2 Name | 0 | 0 | 0 | 0 | 0 | 0 | 0 | 0 | 0 | 0 | 0 | 0 | [13 empty] | 1 | 492 | 1 | 492
| Portland | Comp 2 Type | 0 | 0 | 0 | 0 | 0 | 0 | 0 | 0 | 0 | 0 | 0 | 0 | [13 empty] | 1 | 494 | 1 | 494
| Portland | x1 | 1 | 1 | 1 | 1 | 1 | 1 | 1 | 1 | 1 | 1 | 1 | 1 | [13 empty] | 1 | 500 | 1 | 500
| Portland | MW1 | N/A | N/A | N/A | N/A | N/A | N/A | N/A | N/A | N/A | N/A | N/A | N/A | [13 empty] | 1 | 497 | 1 | 497
| Portland | x2 | 0 | 0 | 0 | 0 | 0 | 0 | 0 | 0 | 0 | 0 | 0 | 0 | [13 empty] | 1 | 501 | 1 | 501
| Portland | MW2 | 0 | 0 | 0 | 0 | 0 | 0 | 0 | 0 | 0 | 0 | 0 | 0 | [13 empty] | 1 | 498 | 1 | 498
| Portland | TLN | 43.9 | 44.7 | 46.1 | 48.6 | 53.15 | 56.95 | 60.45 | 60.9 | 58.6 | 52.65 | 47.1 | 43.6 | [15 empty] | 1 | 501
| Portland | TLX | 43.9 | 44.7 | 46.1 | 48.6 | 53.15 | 56.95 | 60.45 | 60.9 | 58.6 | 52.65 | 47.1 | 43.6 | [15 empty] | 1 | 502
| Portland | TLA | 43.9 | 44.7 | 46.1 | 48.6 | 53.15 | 56.95 | 60.45 | 60.9 | 58.6 | 52.65 | 47.1 | 43.6 | [15 empty] | 1 | 504
| Portland | PVN1 | 1 | 1 | 1 | 1 | 1 | 1 | 1 | 1 | 1 | 1 | 1 | 1
| Portland | x1PVN1 | 1 | 1 | 1 | 1 | 1 | 1 | 1 | 1 | 1 | 1 | 1 | 1
| Portland | PVN2 | 0 | 0 | 0 | 0 | 0 | 0 | 0 | 0 | 0 | 0 | 0 | 0
| Portland | x2PVN2 | 0 | 0 | 0 | 0 | 0 | 0 | 0 | 0 | 0 | 0 | 0 | 0
| Portland | PVNT | 1 | 1 | 1 | 1 | 1 | 1 | 1 | 1 | 1 | 1 | 1 | 1
| Portland | PVX1 | 1 | 1 | 1 | 1 | 1 | 1 | 1 | 1 | 1 | 1 | 1 | 1
| Portland | x1PVX1 | 1 | 1 | 1 | 1 | 1 | 1 | 1 | 1 | 1 | 1 | 1 | 1
| Portland | PVX2 | 0 | 0 | 0 | 0 | 0 | 0 | 0 | 0 | 0 | 0 | 0 | 0
| Portland | x2PVX2 | 0 | 0 | 0 | 0 | 0 | 0 | 0 | 0 | 0 | 0 | 0 | 0
| Portland | PVXT | 1 | 1 | 1 | 1 | 1 | 1 | 1 | 1 | 1 | 1 | 1 | 1
| Portland | PVA1 | 1 | 1 | 1 | 1 | 1 | 1 | 1 | 1 | 1 | 1 | 1 | 1
| Portland | x1PVA1 | 1 | 1 | 1 | 1 | 1 | 1 | 1 | 1 | 1 | 1 | 1 | 1
| Portland | PVA2 | 0 | 0 | 0 | 0 | 0 | 0 | 0 | 0 | 0 | 0 | 0 | 0
| Portland | x2PVA2 | 0 | 0 | 0 | 0 | 0 | 0 | 0 | 0 | 0 | 0 | 0 | 0
| Portland | PVAT | 1 | 1 | 1 | 1 | 1 | 1 | 1 | 1 | 1 | 1 | 1 | 1
| Portland | y1 | 1 | 1 | 1 | 1 | 1 | 1 | 1 | 1 | 1 | 1 | 1 | 1
| Portland | MWV1 | N/A | N/A | N/A | N/A | N/A | N/A | N/A | N/A | N/A | N/A | N/A | N/A
| Portland | y2 | 0 | 0 | 0 | 0 | 0 | 0 | 0 | 0 | 0 | 0 | 0 | 0
| Portland | MWV2 | 0 | 0 | 0 | 0 | 0 | 0 | 0 | 0 | 0 | 0 | 0 | 0
| Portland | MWVT | 0 | 0 | 0 | 0 | 0 | 0 | 0 | 0 | 0 | 0 | 0 | 0
FX - 37 | Portland | PA | 14.7 | 14.7 | 14.7 | 14.7 | 14.7 | 14.7 | 14.7 | 14.7 | 14.7 | 14.7 | 14.7 | 14.7 |  | 73 | 1 | 3 | 1 | 19 | 20 | 25 | 1 | 2 | 5 | 15 |  |  | 505 |  | 505
| Portland | PBP | 0.03 | 0.03 | 0.03 | 0.03 | 0.03 | 0.03 | 0.03 | 0.03 | 0.03 | 0.03 | 0.03 | 0.03 | [12 empty] | 15
| Portland | PBV | -0.03 | -0.03 | -0.03 | -0.03 | -0.03 | -0.03 | -0.03 | -0.03 | -0.03 | -0.03 | -0.03 | -0.03 | [12 empty] | 16
| Portland | Comp 1 Name | Out of Service | Out of Service | Out of Service | Out of Service | Out of Service | Out of Service | Out of Service | Out of Service | Out of Service | Out of Service | Out of Service | Out of Service | [13 empty] | 1 | 505 | 1 | 505
| Portland | Comp 1 Type | N/A | N/A | N/A | N/A | N/A | N/A | N/A | N/A | N/A | N/A | N/A | N/A | [13 empty] | 1 | 507 | 1 | 508
| Portland | Comp 2 Name | 0 | 0 | 0 | 0 | 0 | 0 | 0 | 0 | 0 | 0 | 0 | 0 | [13 empty] | 1 | 506 | 1 | 506
| Portland | Comp 2 Type | 0 | 0 | 0 | 0 | 0 | 0 | 0 | 0 | 0 | 0 | 0 | 0 | [13 empty] | 1 | 508 | 1 | 508
| Portland | x1 | 1 | 1 | 1 | 1 | 1 | 1 | 1 | 1 | 1 | 1 | 1 | 1 | [13 empty] | 1 | 514 | 1 | 514
| Portland | MW1 | N/A | N/A | N/A | N/A | N/A | N/A | N/A | N/A | N/A | N/A | N/A | N/A | [13 empty] | 1 | 511 | 1 | 511
| Portland | x2 | 0 | 0 | 0 | 0 | 0 | 0 | 0 | 0 | 0 | 0 | 0 | 0 | [13 empty] | 1 | 515 | 1 | 515
| Portland | MW2 | 0 | 0 | 0 | 0 | 0 | 0 | 0 | 0 | 0 | 0 | 0 | 0 | [13 empty] | 1 | 512 | 1 | 512
| Portland | TLN | 43.9 | 44.7 | 46.1 | 48.6 | 53.15 | 56.95 | 60.45 | 60.9 | 58.6 | 52.65 | 47.1 | 43.6 | [15 empty] | 1 | 515
| Portland | TLX | 43.9 | 44.7 | 46.1 | 48.6 | 53.15 | 56.95 | 60.45 | 60.9 | 58.6 | 52.65 | 47.1 | 43.6 | [15 empty] | 1 | 516
| Portland | TLA | 43.9 | 44.7 | 46.1 | 48.6 | 53.15 | 56.95 | 60.45 | 60.9 | 58.6 | 52.65 | 47.1 | 43.6 | [15 empty] | 1 | 518
| Portland | PVN1 | 1 | 1 | 1 | 1 | 1 | 1 | 1 | 1 | 1 | 1 | 1 | 1
| Portland | x1PVN1 | 1 | 1 | 1 | 1 | 1 | 1 | 1 | 1 | 1 | 1 | 1 | 1
| Portland | PVN2 | 0 | 0 | 0 | 0 | 0 | 0 | 0 | 0 | 0 | 0 | 0 | 0
| Portland | x2PVN2 | 0 | 0 | 0 | 0 | 0 | 0 | 0 | 0 | 0 | 0 | 0 | 0
| Portland | PVNT | 1 | 1 | 1 | 1 | 1 | 1 | 1 | 1 | 1 | 1 | 1 | 1
| Portland | PVX1 | 1 | 1 | 1 | 1 | 1 | 1 | 1 | 1 | 1 | 1 | 1 | 1
| Portland | x1PVX1 | 1 | 1 | 1 | 1 | 1 | 1 | 1 | 1 | 1 | 1 | 1 | 1
| Portland | PVX2 | 0 | 0 | 0 | 0 | 0 | 0 | 0 | 0 | 0 | 0 | 0 | 0
| Portland | x2PVX2 | 0 | 0 | 0 | 0 | 0 | 0 | 0 | 0 | 0 | 0 | 0 | 0
| Portland | PVXT | 1 | 1 | 1 | 1 | 1 | 1 | 1 | 1 | 1 | 1 | 1 | 1
| Portland | PVA1 | 1 | 1 | 1 | 1 | 1 | 1 | 1 | 1 | 1 | 1 | 1 | 1
| Portland | x1PVA1 | 1 | 1 | 1 | 1 | 1 | 1 | 1 | 1 | 1 | 1 | 1 | 1
| Portland | PVA2 | 0 | 0 | 0 | 0 | 0 | 0 | 0 | 0 | 0 | 0 | 0 | 0
| Portland | x2PVA2 | 0 | 0 | 0 | 0 | 0 | 0 | 0 | 0 | 0 | 0 | 0 | 0
| Portland | PVAT | 1 | 1 | 1 | 1 | 1 | 1 | 1 | 1 | 1 | 1 | 1 | 1
| Portland | y1 | 1 | 1 | 1 | 1 | 1 | 1 | 1 | 1 | 1 | 1 | 1 | 1
| Portland | MWV1 | N/A | N/A | N/A | N/A | N/A | N/A | N/A | N/A | N/A | N/A | N/A | N/A
| Portland | y2 | 0 | 0 | 0 | 0 | 0 | 0 | 0 | 0 | 0 | 0 | 0 | 0
| Portland | MWV2 | 0 | 0 | 0 | 0 | 0 | 0 | 0 | 0 | 0 | 0 | 0 | 0
| Portland | MWVT | 0 | 0 | 0 | 0 | 0 | 0 | 0 | 0 | 0 | 0 | 0 | 0
FX - 38 | Portland | PA | 14.7 | 14.7 | 14.7 | 14.7 | 14.7 | 14.7 | 14.7 | 14.7 | 14.7 | 14.7 | 14.7 | 14.7 |  | 75 | 1 | 3 | 1 | 19 | 20 | 25 | 1 | 2 | 5 | 15 |  |  | 519 |  | 519
| Portland | PBP | 0.03 | 0.03 | 0.03 | 0.03 | 0.03 | 0.03 | 0.03 | 0.03 | 0.03 | 0.03 | 0.03 | 0.03 | [12 empty] | 15
| Portland | PBV | -0.03 | -0.03 | -0.03 | -0.03 | -0.03 | -0.03 | -0.03 | -0.03 | -0.03 | -0.03 | -0.03 | -0.03 | [12 empty] | 16
| Portland | Comp 1 Name | Jet kerosene | Jet kerosene | Jet kerosene | Jet kerosene | Jet kerosene | Jet kerosene | Jet kerosene | Jet kerosene | Jet kerosene | Jet kerosene | Jet kerosene | Jet kerosene | [13 empty] | 1 | 519 | 1 | 519
| Portland | Comp 1 Type | Select Pet Stock | Select Pet Stock | Select Pet Stock | Select Pet Stock | Select Pet Stock | Select Pet Stock | Select Pet Stock | Select Pet Stock | Select Pet Stock | Select Pet Stock | Select Pet Stock | Select Pet Stock | [13 empty] | 1 | 521 | 1 | 522
| Portland | Comp 2 Name | 0 | 0 | 0 | 0 | 0 | 0 | 0 | 0 | 0 | 0 | 0 | 0 | [13 empty] | 1 | 520 | 1 | 520
| Portland | Comp 2 Type | 0 | 0 | 0 | 0 | 0 | 0 | 0 | 0 | 0 | 0 | 0 | 0 | [13 empty] | 1 | 522 | 1 | 522
| Portland | x1 | 1 | 1 | 1 | 1 | 1 | 1 | 1 | 1 | 1 | 1 | 1 | 1 | [13 empty] | 1 | 528 | 1 | 528
| Portland | MW1 | 162 | 162 | 162 | 162 | 162 | 162 | 162 | 162 | 162 | 162 | 162 | 162 | [13 empty] | 1 | 525 | 1 | 525
| Portland | x2 | 0 | 0 | 0 | 0 | 0 | 0 | 0 | 0 | 0 | 0 | 0 | 0 | [13 empty] | 1 | 529 | 1 | 529
| Portland | MW2 | 0 | 0 | 0 | 0 | 0 | 0 | 0 | 0 | 0 | 0 | 0 | 0 | [13 empty] | 1 | 526 | 1 | 526
| Portland | TLN | 43.9 | 44.7 | 46.1 | 48.6 | 53.15 | 56.95 | 60.45 | 60.9 | 58.6 | 52.65 | 47.1 | 43.6 | [15 empty] | 1 | 529
| Portland | TLX | 43.9 | 44.7 | 46.1 | 48.6 | 53.15 | 56.95 | 60.45 | 60.9 | 58.6 | 52.65 | 47.1 | 43.6 | [15 empty] | 1 | 530
| Portland | TLA | 43.9 | 44.7 | 46.1 | 48.6 | 53.15 | 56.95 | 60.45 | 60.9 | 58.6 | 52.65 | 47.1 | 43.6 | [15 empty] | 1 | 532
| Portland | PVN1 | 0.0047396 | 0.0048749 | 0.0051199 | 0.0055847 | 0.0065274 | 0.00742 | 0.0083358 | 0.0084605 | 0.00784 | 0.0064173 | 0.0053015 | 0.0046897
| Portland | x1PVN1 | 0.0047396 | 0.0048749 | 0.0051199 | 0.0055847 | 0.0065274 | 0.00742 | 0.0083358 | 0.0084605 | 0.00784 | 0.0064173 | 0.0053015 | 0.0046897
| Portland | PVN2 | 0 | 0 | 0 | 0 | 0 | 0 | 0 | 0 | 0 | 0 | 0 | 0
| Portland | x2PVN2 | 0 | 0 | 0 | 0 | 0 | 0 | 0 | 0 | 0 | 0 | 0 | 0
| Portland | PVNT | 0.0047396 | 0.0048749 | 0.0051199 | 0.0055847 | 0.0065274 | 0.00742 | 0.0083358 | 0.0084605 | 0.00784 | 0.0064173 | 0.0053015 | 0.0046897
| Portland | PVX1 | 0.0047396 | 0.0048749 | 0.0051199 | 0.0055847 | 0.0065274 | 0.00742 | 0.0083358 | 0.0084605 | 0.00784 | 0.0064173 | 0.0053015 | 0.0046897
| Portland | x1PVX1 | 0.0047396 | 0.0048749 | 0.0051199 | 0.0055847 | 0.0065274 | 0.00742 | 0.0083358 | 0.0084605 | 0.00784 | 0.0064173 | 0.0053015 | 0.0046897
| Portland | PVX2 | 0 | 0 | 0 | 0 | 0 | 0 | 0 | 0 | 0 | 0 | 0 | 0
| Portland | x2PVX2 | 0 | 0 | 0 | 0 | 0 | 0 | 0 | 0 | 0 | 0 | 0 | 0
| Portland | PVXT | 0.0047396 | 0.0048749 | 0.0051199 | 0.0055847 | 0.0065274 | 0.00742 | 0.0083358 | 0.0084605 | 0.00784 | 0.0064173 | 0.0053015 | 0.0046897
| Portland | PVA1 | 0.0047396 | 0.0048749 | 0.0051199 | 0.0055847 | 0.0065274 | 0.00742 | 0.0083358 | 0.0084605 | 0.00784 | 0.0064173 | 0.0053015 | 0.0046897
| Portland | x1PVA1 | 0.0047396 | 0.0048749 | 0.0051199 | 0.0055847 | 0.0065274 | 0.00742 | 0.0083358 | 0.0084605 | 0.00784 | 0.0064173 | 0.0053015 | 0.0046897
| Portland | PVA2 | 0 | 0 | 0 | 0 | 0 | 0 | 0 | 0 | 0 | 0 | 0 | 0
| Portland | x2PVA2 | 0 | 0 | 0 | 0 | 0 | 0 | 0 | 0 | 0 | 0 | 0 | 0
| Portland | PVAT | 0.0047396 | 0.0048749 | 0.0051199 | 0.0055847 | 0.0065274 | 0.00742 | 0.0083358 | 0.0084605 | 0.00784 | 0.0064173 | 0.0053015 | 0.0046897
| Portland | y1 | 1 | 1 | 1 | 1 | 1 | 1 | 1 | 1 | 1 | 1 | 1 | 1
| Portland | MWV1 | 130 | 130 | 130 | 130 | 130 | 130 | 130 | 130 | 130 | 130 | 130 | 130
| Portland | y2 | 0 | 0 | 0 | 0 | 0 | 0 | 0 | 0 | 0 | 0 | 0 | 0
| Portland | MWV2 | 0 | 0 | 0 | 0 | 0 | 0 | 0 | 0 | 0 | 0 | 0 | 0
| Portland | MWVT | 130 | 130 | 130 | 130 | 130 | 130 | 130 | 130 | 130 | 130 | 130 | 130
FX - 39 | Portland | PA | 14.7 | 14.7 | 14.7 | 14.7 | 14.7 | 14.7 | 14.7 | 14.7 | 14.7 | 14.7 | 14.7 | 14.7 |  | 77 | 1 | 3 | 1 | 19 | 20 | 25 | 1 | 2 | 5 | 15 |  |  | 533 |  | 533
| Portland | PBP | 0.03 | 0.03 | 0.03 | 0.03 | 0.03 | 0.03 | 0.03 | 0.03 | 0.03 | 0.03 | 0.03 | 0.03 | [12 empty] | 15
| Portland | PBV | -0.03 | -0.03 | -0.03 | -0.03 | -0.03 | -0.03 | -0.03 | -0.03 | -0.03 | -0.03 | -0.03 | -0.03 | [12 empty] | 16
| Portland | Comp 1 Name | Jet kerosene | Jet kerosene | Jet kerosene | Jet kerosene | Jet kerosene | Jet kerosene | Jet kerosene | Jet kerosene | Jet kerosene | Jet kerosene | Jet kerosene | Jet kerosene | [13 empty] | 1 | 533 | 1 | 533
| Portland | Comp 1 Type | Select Pet Stock | Select Pet Stock | Select Pet Stock | Select Pet Stock | Select Pet Stock | Select Pet Stock | Select Pet Stock | Select Pet Stock | Select Pet Stock | Select Pet Stock | Select Pet Stock | Select Pet Stock | [13 empty] | 1 | 535 | 1 | 536
| Portland | Comp 2 Name | 0 | 0 | 0 | 0 | 0 | 0 | 0 | 0 | 0 | 0 | 0 | 0 | [13 empty] | 1 | 534 | 1 | 534
| Portland | Comp 2 Type | 0 | 0 | 0 | 0 | 0 | 0 | 0 | 0 | 0 | 0 | 0 | 0 | [13 empty] | 1 | 536 | 1 | 536
| Portland | x1 | 1 | 1 | 1 | 1 | 1 | 1 | 1 | 1 | 1 | 1 | 1 | 1 | [13 empty] | 1 | 542 | 1 | 542
| Portland | MW1 | 162 | 162 | 162 | 162 | 162 | 162 | 162 | 162 | 162 | 162 | 162 | 162 | [13 empty] | 1 | 539 | 1 | 539
| Portland | x2 | 0 | 0 | 0 | 0 | 0 | 0 | 0 | 0 | 0 | 0 | 0 | 0 | [13 empty] | 1 | 543 | 1 | 543
| Portland | MW2 | 0 | 0 | 0 | 0 | 0 | 0 | 0 | 0 | 0 | 0 | 0 | 0 | [13 empty] | 1 | 540 | 1 | 540
| Portland | TLN | 43.9 | 44.7 | 46.1 | 48.6 | 53.15 | 56.95 | 60.45 | 60.9 | 58.6 | 52.65 | 47.1 | 43.6 | [15 empty] | 1 | 543
| Portland | TLX | 43.9 | 44.7 | 46.1 | 48.6 | 53.15 | 56.95 | 60.45 | 60.9 | 58.6 | 52.65 | 47.1 | 43.6 | [15 empty] | 1 | 544
| Portland | TLA | 43.9 | 44.7 | 46.1 | 48.6 | 53.15 | 56.95 | 60.45 | 60.9 | 58.6 | 52.65 | 47.1 | 43.6 | [15 empty] | 1 | 546
| Portland | PVN1 | 0.0047396 | 0.0048749 | 0.0051199 | 0.0055847 | 0.0065274 | 0.00742 | 0.0083358 | 0.0084605 | 0.00784 | 0.0064173 | 0.0053015 | 0.0046897
| Portland | x1PVN1 | 0.0047396 | 0.0048749 | 0.0051199 | 0.0055847 | 0.0065274 | 0.00742 | 0.0083358 | 0.0084605 | 0.00784 | 0.0064173 | 0.0053015 | 0.0046897
| Portland | PVN2 | 0 | 0 | 0 | 0 | 0 | 0 | 0 | 0 | 0 | 0 | 0 | 0
| Portland | x2PVN2 | 0 | 0 | 0 | 0 | 0 | 0 | 0 | 0 | 0 | 0 | 0 | 0
| Portland | PVNT | 0.0047396 | 0.0048749 | 0.0051199 | 0.0055847 | 0.0065274 | 0.00742 | 0.0083358 | 0.0084605 | 0.00784 | 0.0064173 | 0.0053015 | 0.0046897
| Portland | PVX1 | 0.0047396 | 0.0048749 | 0.0051199 | 0.0055847 | 0.0065274 | 0.00742 | 0.0083358 | 0.0084605 | 0.00784 | 0.0064173 | 0.0053015 | 0.0046897
| Portland | x1PVX1 | 0.0047396 | 0.0048749 | 0.0051199 | 0.0055847 | 0.0065274 | 0.00742 | 0.0083358 | 0.0084605 | 0.00784 | 0.0064173 | 0.0053015 | 0.0046897
| Portland | PVX2 | 0 | 0 | 0 | 0 | 0 | 0 | 0 | 0 | 0 | 0 | 0 | 0
| Portland | x2PVX2 | 0 | 0 | 0 | 0 | 0 | 0 | 0 | 0 | 0 | 0 | 0 | 0
| Portland | PVXT | 0.0047396 | 0.0048749 | 0.0051199 | 0.0055847 | 0.0065274 | 0.00742 | 0.0083358 | 0.0084605 | 0.00784 | 0.0064173 | 0.0053015 | 0.0046897
| Portland | PVA1 | 0.0047396 | 0.0048749 | 0.0051199 | 0.0055847 | 0.0065274 | 0.00742 | 0.0083358 | 0.0084605 | 0.00784 | 0.0064173 | 0.0053015 | 0.0046897
| Portland | x1PVA1 | 0.0047396 | 0.0048749 | 0.0051199 | 0.0055847 | 0.0065274 | 0.00742 | 0.0083358 | 0.0084605 | 0.00784 | 0.0064173 | 0.0053015 | 0.0046897
| Portland | PVA2 | 0 | 0 | 0 | 0 | 0 | 0 | 0 | 0 | 0 | 0 | 0 | 0
| Portland | x2PVA2 | 0 | 0 | 0 | 0 | 0 | 0 | 0 | 0 | 0 | 0 | 0 | 0
| Portland | PVAT | 0.0047396 | 0.0048749 | 0.0051199 | 0.0055847 | 0.0065274 | 0.00742 | 0.0083358 | 0.0084605 | 0.00784 | 0.0064173 | 0.0053015 | 0.0046897
| Portland | y1 | 1 | 1 | 1 | 1 | 1 | 1 | 1 | 1 | 1 | 1 | 1 | 1
| Portland | MWV1 | 130 | 130 | 130 | 130 | 130 | 130 | 130 | 130 | 130 | 130 | 130 | 130
| Portland | y2 | 0 | 0 | 0 | 0 | 0 | 0 | 0 | 0 | 0 | 0 | 0 | 0
| Portland | MWV2 | 0 | 0 | 0 | 0 | 0 | 0 | 0 | 0 | 0 | 0 | 0 | 0
| Portland | MWVT | 130 | 130 | 130 | 130 | 130 | 130 | 130 | 130 | 130 | 130 | 130 | 130
FX - 40 | Portland | PA | 14.7 | 14.7 | 14.7 | 14.7 | 14.7 | 14.7 | 14.7 | 14.7 | 14.7 | 14.7 | 14.7 | 14.7 |  | 79 | 1 | 3 | 1 | 19 | 20 | 25 | 1 | 2 | 5 | 15 |  |  | 547 |  | 547
| Portland | PBP | 0.03 | 0.03 | 0.03 | 0.03 | 0.03 | 0.03 | 0.03 | 0.03 | 0.03 | 0.03 | 0.03 | 0.03 | [12 empty] | 15
| Portland | PBV | -0.03 | -0.03 | -0.03 | -0.03 | -0.03 | -0.03 | -0.03 | -0.03 | -0.03 | -0.03 | -0.03 | -0.03 | [12 empty] | 16
| Portland | Comp 1 Name | Jet kerosene | Jet kerosene | Jet kerosene | Jet kerosene | Jet kerosene | Jet kerosene | Jet kerosene | Jet kerosene | Jet kerosene | Jet kerosene | Jet kerosene | Jet kerosene | [13 empty] | 1 | 547 | 1 | 547
| Portland | Comp 1 Type | Select Pet Stock | Select Pet Stock | Select Pet Stock | Select Pet Stock | Select Pet Stock | Select Pet Stock | Select Pet Stock | Select Pet Stock | Select Pet Stock | Select Pet Stock | Select Pet Stock | Select Pet Stock | [13 empty] | 1 | 549 | 1 | 550
| Portland | Comp 2 Name | 0 | 0 | 0 | 0 | 0 | 0 | 0 | 0 | 0 | 0 | 0 | 0 | [13 empty] | 1 | 548 | 1 | 548
| Portland | Comp 2 Type | 0 | 0 | 0 | 0 | 0 | 0 | 0 | 0 | 0 | 0 | 0 | 0 | [13 empty] | 1 | 550 | 1 | 550
| Portland | x1 | 1 | 1 | 1 | 1 | 1 | 1 | 1 | 1 | 1 | 1 | 1 | 1 | [13 empty] | 1 | 556 | 1 | 556
| Portland | MW1 | 162 | 162 | 162 | 162 | 162 | 162 | 162 | 162 | 162 | 162 | 162 | 162 | [13 empty] | 1 | 553 | 1 | 553
| Portland | x2 | 0 | 0 | 0 | 0 | 0 | 0 | 0 | 0 | 0 | 0 | 0 | 0 | [13 empty] | 1 | 557 | 1 | 557
| Portland | MW2 | 0 | 0 | 0 | 0 | 0 | 0 | 0 | 0 | 0 | 0 | 0 | 0 | [13 empty] | 1 | 554 | 1 | 554
| Portland | TLN | 43.9 | 44.7 | 46.1 | 48.6 | 53.15 | 56.95 | 60.45 | 60.9 | 58.6 | 52.65 | 47.1 | 43.6 | [15 empty] | 1 | 557
| Portland | TLX | 43.9 | 44.7 | 46.1 | 48.6 | 53.15 | 56.95 | 60.45 | 60.9 | 58.6 | 52.65 | 47.1 | 43.6 | [15 empty] | 1 | 558
| Portland | TLA | 43.9 | 44.7 | 46.1 | 48.6 | 53.15 | 56.95 | 60.45 | 60.9 | 58.6 | 52.65 | 47.1 | 43.6 | [15 empty] | 1 | 560
| Portland | PVN1 | 0.0047396 | 0.0048749 | 0.0051199 | 0.0055847 | 0.0065274 | 0.00742 | 0.0083358 | 0.0084605 | 0.00784 | 0.0064173 | 0.0053015 | 0.0046897
| Portland | x1PVN1 | 0.0047396 | 0.0048749 | 0.0051199 | 0.0055847 | 0.0065274 | 0.00742 | 0.0083358 | 0.0084605 | 0.00784 | 0.0064173 | 0.0053015 | 0.0046897
| Portland | PVN2 | 0 | 0 | 0 | 0 | 0 | 0 | 0 | 0 | 0 | 0 | 0 | 0
| Portland | x2PVN2 | 0 | 0 | 0 | 0 | 0 | 0 | 0 | 0 | 0 | 0 | 0 | 0
| Portland | PVNT | 0.0047396 | 0.0048749 | 0.0051199 | 0.0055847 | 0.0065274 | 0.00742 | 0.0083358 | 0.0084605 | 0.00784 | 0.0064173 | 0.0053015 | 0.0046897
| Portland | PVX1 | 0.0047396 | 0.0048749 | 0.0051199 | 0.0055847 | 0.0065274 | 0.00742 | 0.0083358 | 0.0084605 | 0.00784 | 0.0064173 | 0.0053015 | 0.0046897
| Portland | x1PVX1 | 0.0047396 | 0.0048749 | 0.0051199 | 0.0055847 | 0.0065274 | 0.00742 | 0.0083358 | 0.0084605 | 0.00784 | 0.0064173 | 0.0053015 | 0.0046897
| Portland | PVX2 | 0 | 0 | 0 | 0 | 0 | 0 | 0 | 0 | 0 | 0 | 0 | 0
| Portland | x2PVX2 | 0 | 0 | 0 | 0 | 0 | 0 | 0 | 0 | 0 | 0 | 0 | 0
| Portland | PVXT | 0.0047396 | 0.0048749 | 0.0051199 | 0.0055847 | 0.0065274 | 0.00742 | 0.0083358 | 0.0084605 | 0.00784 | 0.0064173 | 0.0053015 | 0.0046897
| Portland | PVA1 | 0.0047396 | 0.0048749 | 0.0051199 | 0.0055847 | 0.0065274 | 0.00742 | 0.0083358 | 0.0084605 | 0.00784 | 0.0064173 | 0.0053015 | 0.0046897
| Portland | x1PVA1 | 0.0047396 | 0.0048749 | 0.0051199 | 0.0055847 | 0.0065274 | 0.00742 | 0.0083358 | 0.0084605 | 0.00784 | 0.0064173 | 0.0053015 | 0.0046897
| Portland | PVA2 | 0 | 0 | 0 | 0 | 0 | 0 | 0 | 0 | 0 | 0 | 0 | 0
| Portland | x2PVA2 | 0 | 0 | 0 | 0 | 0 | 0 | 0 | 0 | 0 | 0 | 0 | 0
| Portland | PVAT | 0.0047396 | 0.0048749 | 0.0051199 | 0.0055847 | 0.0065274 | 0.00742 | 0.0083358 | 0.0084605 | 0.00784 | 0.0064173 | 0.0053015 | 0.0046897
| Portland | y1 | 1 | 1 | 1 | 1 | 1 | 1 | 1 | 1 | 1 | 1 | 1 | 1
| Portland | MWV1 | 130 | 130 | 130 | 130 | 130 | 130 | 130 | 130 | 130 | 130 | 130 | 130
| Portland | y2 | 0 | 0 | 0 | 0 | 0 | 0 | 0 | 0 | 0 | 0 | 0 | 0
| Portland | MWV2 | 0 | 0 | 0 | 0 | 0 | 0 | 0 | 0 | 0 | 0 | 0 | 0
| Portland | MWVT | 130 | 130 | 130 | 130 | 130 | 130 | 130 | 130 | 130 | 130 | 130 | 130
FX - 41 | Portland | PA | 14.7 | 14.7 | 14.7 | 14.7 | 14.7 | 14.7 | 14.7 | 14.7 | 14.7 | 14.7 | 14.7 | 14.7 |  | 81 | 1 | 3 | 1 | 19 | 20 | 25 | 1 | 2 | 5 | 15 |  |  | 561 |  | 561
| Portland | PBP | 0.03 | 0.03 | 0.03 | 0.03 | 0.03 | 0.03 | 0.03 | 0.03 | 0.03 | 0.03 | 0.03 | 0.03 | [12 empty] | 15
| Portland | PBV | -0.03 | -0.03 | -0.03 | -0.03 | -0.03 | -0.03 | -0.03 | -0.03 | -0.03 | -0.03 | -0.03 | -0.03 | [12 empty] | 16
| Portland | Comp 1 Name | Jet kerosene | Jet kerosene | Jet kerosene | Jet kerosene | Jet kerosene | Jet kerosene | Jet kerosene | Jet kerosene | Jet kerosene | Jet kerosene | Jet kerosene | Jet kerosene | [13 empty] | 1 | 561 | 1 | 561
| Portland | Comp 1 Type | Select Pet Stock | Select Pet Stock | Select Pet Stock | Select Pet Stock | Select Pet Stock | Select Pet Stock | Select Pet Stock | Select Pet Stock | Select Pet Stock | Select Pet Stock | Select Pet Stock | Select Pet Stock | [13 empty] | 1 | 563 | 1 | 564
| Portland | Comp 2 Name | 0 | 0 | 0 | 0 | 0 | 0 | 0 | 0 | 0 | 0 | 0 | 0 | [13 empty] | 1 | 562 | 1 | 562
| Portland | Comp 2 Type | 0 | 0 | 0 | 0 | 0 | 0 | 0 | 0 | 0 | 0 | 0 | 0 | [13 empty] | 1 | 564 | 1 | 564
| Portland | x1 | 1 | 1 | 1 | 1 | 1 | 1 | 1 | 1 | 1 | 1 | 1 | 1 | [13 empty] | 1 | 570 | 1 | 570
| Portland | MW1 | 162 | 162 | 162 | 162 | 162 | 162 | 162 | 162 | 162 | 162 | 162 | 162 | [13 empty] | 1 | 567 | 1 | 567
| Portland | x2 | 0 | 0 | 0 | 0 | 0 | 0 | 0 | 0 | 0 | 0 | 0 | 0 | [13 empty] | 1 | 571 | 1 | 571
| Portland | MW2 | 0 | 0 | 0 | 0 | 0 | 0 | 0 | 0 | 0 | 0 | 0 | 0 | [13 empty] | 1 | 568 | 1 | 568
| Portland | TLN | 43.9 | 44.7 | 46.1 | 48.6 | 53.15 | 56.95 | 60.45 | 60.9 | 58.6 | 52.65 | 47.1 | 43.6 | [15 empty] | 1 | 571
| Portland | TLX | 43.9 | 44.7 | 46.1 | 48.6 | 53.15 | 56.95 | 60.45 | 60.9 | 58.6 | 52.65 | 47.1 | 43.6 | [15 empty] | 1 | 572
| Portland | TLA | 43.9 | 44.7 | 46.1 | 48.6 | 53.15 | 56.95 | 60.45 | 60.9 | 58.6 | 52.65 | 47.1 | 43.6 | [15 empty] | 1 | 574
| Portland | PVN1 | 0.0047396 | 0.0048749 | 0.0051199 | 0.0055847 | 0.0065274 | 0.00742 | 0.0083358 | 0.0084605 | 0.00784 | 0.0064173 | 0.0053015 | 0.0046897
| Portland | x1PVN1 | 0.0047396 | 0.0048749 | 0.0051199 | 0.0055847 | 0.0065274 | 0.00742 | 0.0083358 | 0.0084605 | 0.00784 | 0.0064173 | 0.0053015 | 0.0046897
| Portland | PVN2 | 0 | 0 | 0 | 0 | 0 | 0 | 0 | 0 | 0 | 0 | 0 | 0
| Portland | x2PVN2 | 0 | 0 | 0 | 0 | 0 | 0 | 0 | 0 | 0 | 0 | 0 | 0
| Portland | PVNT | 0.0047396 | 0.0048749 | 0.0051199 | 0.0055847 | 0.0065274 | 0.00742 | 0.0083358 | 0.0084605 | 0.00784 | 0.0064173 | 0.0053015 | 0.0046897
| Portland | PVX1 | 0.0047396 | 0.0048749 | 0.0051199 | 0.0055847 | 0.0065274 | 0.00742 | 0.0083358 | 0.0084605 | 0.00784 | 0.0064173 | 0.0053015 | 0.0046897
| Portland | x1PVX1 | 0.0047396 | 0.0048749 | 0.0051199 | 0.0055847 | 0.0065274 | 0.00742 | 0.0083358 | 0.0084605 | 0.00784 | 0.0064173 | 0.0053015 | 0.0046897
| Portland | PVX2 | 0 | 0 | 0 | 0 | 0 | 0 | 0 | 0 | 0 | 0 | 0 | 0
| Portland | x2PVX2 | 0 | 0 | 0 | 0 | 0 | 0 | 0 | 0 | 0 | 0 | 0 | 0
| Portland | PVXT | 0.0047396 | 0.0048749 | 0.0051199 | 0.0055847 | 0.0065274 | 0.00742 | 0.0083358 | 0.0084605 | 0.00784 | 0.0064173 | 0.0053015 | 0.0046897
| Portland | PVA1 | 0.0047396 | 0.0048749 | 0.0051199 | 0.0055847 | 0.0065274 | 0.00742 | 0.0083358 | 0.0084605 | 0.00784 | 0.0064173 | 0.0053015 | 0.0046897
| Portland | x1PVA1 | 0.0047396 | 0.0048749 | 0.0051199 | 0.0055847 | 0.0065274 | 0.00742 | 0.0083358 | 0.0084605 | 0.00784 | 0.0064173 | 0.0053015 | 0.0046897
| Portland | PVA2 | 0 | 0 | 0 | 0 | 0 | 0 | 0 | 0 | 0 | 0 | 0 | 0
| Portland | x2PVA2 | 0 | 0 | 0 | 0 | 0 | 0 | 0 | 0 | 0 | 0 | 0 | 0
| Portland | PVAT | 0.0047396 | 0.0048749 | 0.0051199 | 0.0055847 | 0.0065274 | 0.00742 | 0.0083358 | 0.0084605 | 0.00784 | 0.0064173 | 0.0053015 | 0.0046897
| Portland | y1 | 1 | 1 | 1 | 1 | 1 | 1 | 1 | 1 | 1 | 1 | 1 | 1
| Portland | MWV1 | 130 | 130 | 130 | 130 | 130 | 130 | 130 | 130 | 130 | 130 | 130 | 130
| Portland | y2 | 0 | 0 | 0 | 0 | 0 | 0 | 0 | 0 | 0 | 0 | 0 | 0
| Portland | MWV2 | 0 | 0 | 0 | 0 | 0 | 0 | 0 | 0 | 0 | 0 | 0 | 0
| Portland | MWVT | 130 | 130 | 130 | 130 | 130 | 130 | 130 | 130 | 130 | 130 | 130 | 130
FX - 42 | Portland | PA | 14.7 | 14.7 | 14.7 | 14.7 | 14.7 | 14.7 | 14.7 | 14.7 | 14.7 | 14.7 | 14.7 | 14.7 |  | 83 | 1 | 3 | 1 | 19 | 20 | 25 | 1 | 2 | 5 | 15 |  |  | 575 |  | 575
| Portland | PBP | 0.03 | 0.03 | 0.03 | 0.03 | 0.03 | 0.03 | 0.03 | 0.03 | 0.03 | 0.03 | 0.03 | 0.03 | [12 empty] | 15
| Portland | PBV | -0.03 | -0.03 | -0.03 | -0.03 | -0.03 | -0.03 | -0.03 | -0.03 | -0.03 | -0.03 | -0.03 | -0.03 | [12 empty] | 16
| Portland | Comp 1 Name | Jet kerosene | Jet kerosene | Jet kerosene | Jet kerosene | Jet kerosene | Jet kerosene | Jet kerosene | Jet kerosene | Jet kerosene | Jet kerosene | Jet kerosene | Jet kerosene | [13 empty] | 1 | 575 | 1 | 575
| Portland | Comp 1 Type | Select Pet Stock | Select Pet Stock | Select Pet Stock | Select Pet Stock | Select Pet Stock | Select Pet Stock | Select Pet Stock | Select Pet Stock | Select Pet Stock | Select Pet Stock | Select Pet Stock | Select Pet Stock | [13 empty] | 1 | 577 | 1 | 578
| Portland | Comp 2 Name | 0 | 0 | 0 | 0 | 0 | 0 | 0 | 0 | 0 | 0 | 0 | 0 | [13 empty] | 1 | 576 | 1 | 576
| Portland | Comp 2 Type | 0 | 0 | 0 | 0 | 0 | 0 | 0 | 0 | 0 | 0 | 0 | 0 | [13 empty] | 1 | 578 | 1 | 578
| Portland | x1 | 1 | 1 | 1 | 1 | 1 | 1 | 1 | 1 | 1 | 1 | 1 | 1 | [13 empty] | 1 | 584 | 1 | 584
| Portland | MW1 | 162 | 162 | 162 | 162 | 162 | 162 | 162 | 162 | 162 | 162 | 162 | 162 | [13 empty] | 1 | 581 | 1 | 581
| Portland | x2 | 0 | 0 | 0 | 0 | 0 | 0 | 0 | 0 | 0 | 0 | 0 | 0 | [13 empty] | 1 | 585 | 1 | 585
| Portland | MW2 | 0 | 0 | 0 | 0 | 0 | 0 | 0 | 0 | 0 | 0 | 0 | 0 | [13 empty] | 1 | 582 | 1 | 582
| Portland | TLN | 43.9 | 44.7 | 46.1 | 48.6 | 53.15 | 56.95 | 60.45 | 60.9 | 58.6 | 52.65 | 47.1 | 43.6 | [15 empty] | 1 | 585
| Portland | TLX | 43.9 | 44.7 | 46.1 | 48.6 | 53.15 | 56.95 | 60.45 | 60.9 | 58.6 | 52.65 | 47.1 | 43.6 | [15 empty] | 1 | 586
| Portland | TLA | 43.9 | 44.7 | 46.1 | 48.6 | 53.15 | 56.95 | 60.45 | 60.9 | 58.6 | 52.65 | 47.1 | 43.6 | [15 empty] | 1 | 588
| Portland | PVN1 | 0.0047396 | 0.0048749 | 0.0051199 | 0.0055847 | 0.0065274 | 0.00742 | 0.0083358 | 0.0084605 | 0.00784 | 0.0064173 | 0.0053015 | 0.0046897
| Portland | x1PVN1 | 0.0047396 | 0.0048749 | 0.0051199 | 0.0055847 | 0.0065274 | 0.00742 | 0.0083358 | 0.0084605 | 0.00784 | 0.0064173 | 0.0053015 | 0.0046897
| Portland | PVN2 | 0 | 0 | 0 | 0 | 0 | 0 | 0 | 0 | 0 | 0 | 0 | 0
| Portland | x2PVN2 | 0 | 0 | 0 | 0 | 0 | 0 | 0 | 0 | 0 | 0 | 0 | 0
| Portland | PVNT | 0.0047396 | 0.0048749 | 0.0051199 | 0.0055847 | 0.0065274 | 0.00742 | 0.0083358 | 0.0084605 | 0.00784 | 0.0064173 | 0.0053015 | 0.0046897
| Portland | PVX1 | 0.0047396 | 0.0048749 | 0.0051199 | 0.0055847 | 0.0065274 | 0.00742 | 0.0083358 | 0.0084605 | 0.00784 | 0.0064173 | 0.0053015 | 0.0046897
| Portland | x1PVX1 | 0.0047396 | 0.0048749 | 0.0051199 | 0.0055847 | 0.0065274 | 0.00742 | 0.0083358 | 0.0084605 | 0.00784 | 0.0064173 | 0.0053015 | 0.0046897
| Portland | PVX2 | 0 | 0 | 0 | 0 | 0 | 0 | 0 | 0 | 0 | 0 | 0 | 0
| Portland | x2PVX2 | 0 | 0 | 0 | 0 | 0 | 0 | 0 | 0 | 0 | 0 | 0 | 0
| Portland | PVXT | 0.0047396 | 0.0048749 | 0.0051199 | 0.0055847 | 0.0065274 | 0.00742 | 0.0083358 | 0.0084605 | 0.00784 | 0.0064173 | 0.0053015 | 0.0046897
| Portland | PVA1 | 0.0047396 | 0.0048749 | 0.0051199 | 0.0055847 | 0.0065274 | 0.00742 | 0.0083358 | 0.0084605 | 0.00784 | 0.0064173 | 0.0053015 | 0.0046897
| Portland | x1PVA1 | 0.0047396 | 0.0048749 | 0.0051199 | 0.0055847 | 0.0065274 | 0.00742 | 0.0083358 | 0.0084605 | 0.00784 | 0.0064173 | 0.0053015 | 0.0046897
| Portland | PVA2 | 0 | 0 | 0 | 0 | 0 | 0 | 0 | 0 | 0 | 0 | 0 | 0
| Portland | x2PVA2 | 0 | 0 | 0 | 0 | 0 | 0 | 0 | 0 | 0 | 0 | 0 | 0
| Portland | PVAT | 0.0047396 | 0.0048749 | 0.0051199 | 0.0055847 | 0.0065274 | 0.00742 | 0.0083358 | 0.0084605 | 0.00784 | 0.0064173 | 0.0053015 | 0.0046897
| Portland | y1 | 1 | 1 | 1 | 1 | 1 | 1 | 1 | 1 | 1 | 1 | 1 | 1
| Portland | MWV1 | 130 | 130 | 130 | 130 | 130 | 130 | 130 | 130 | 130 | 130 | 130 | 130
| Portland | y2 | 0 | 0 | 0 | 0 | 0 | 0 | 0 | 0 | 0 | 0 | 0 | 0
| Portland | MWV2 | 0 | 0 | 0 | 0 | 0 | 0 | 0 | 0 | 0 | 0 | 0 | 0
| Portland | MWVT | 130 | 130 | 130 | 130 | 130 | 130 | 130 | 130 | 130 | 130 | 130 | 130
FX - 43 | Portland | PA | 14.7 | 14.7 | 14.7 | 14.7 | 14.7 | 14.7 | 14.7 | 14.7 | 14.7 | 14.7 | 14.7 | 14.7 |  | 85 | 1 | 3 | 1 | 19 | 20 | 25 | 1 | 2 | 5 | 15 |  |  | 589 |  | 589
| Portland | PBP | 0.03 | 0.03 | 0.03 | 0.03 | 0.03 | 0.03 | 0.03 | 0.03 | 0.03 | 0.03 | 0.03 | 0.03 | [12 empty] | 15
| Portland | PBV | -0.03 | -0.03 | -0.03 | -0.03 | -0.03 | -0.03 | -0.03 | -0.03 | -0.03 | -0.03 | -0.03 | -0.03 | [12 empty] | 16
| Portland | Comp 1 Name | Jet kerosene | Jet kerosene | Jet kerosene | Jet kerosene | Jet kerosene | Jet kerosene | Jet kerosene | Jet kerosene | Jet kerosene | Jet kerosene | Jet kerosene | Jet kerosene | [13 empty] | 1 | 589 | 1 | 589
| Portland | Comp 1 Type | Select Pet Stock | Select Pet Stock | Select Pet Stock | Select Pet Stock | Select Pet Stock | Select Pet Stock | Select Pet Stock | Select Pet Stock | Select Pet Stock | Select Pet Stock | Select Pet Stock | Select Pet Stock | [13 empty] | 1 | 591 | 1 | 592
| Portland | Comp 2 Name | 0 | 0 | 0 | 0 | 0 | 0 | 0 | 0 | 0 | 0 | 0 | 0 | [13 empty] | 1 | 590 | 1 | 590
| Portland | Comp 2 Type | 0 | 0 | 0 | 0 | 0 | 0 | 0 | 0 | 0 | 0 | 0 | 0 | [13 empty] | 1 | 592 | 1 | 592
| Portland | x1 | 1 | 1 | 1 | 1 | 1 | 1 | 1 | 1 | 1 | 1 | 1 | 1 | [13 empty] | 1 | 598 | 1 | 598
| Portland | MW1 | 162 | 162 | 162 | 162 | 162 | 162 | 162 | 162 | 162 | 162 | 162 | 162 | [13 empty] | 1 | 595 | 1 | 595
| Portland | x2 | 0 | 0 | 0 | 0 | 0 | 0 | 0 | 0 | 0 | 0 | 0 | 0 | [13 empty] | 1 | 599 | 1 | 599
| Portland | MW2 | 0 | 0 | 0 | 0 | 0 | 0 | 0 | 0 | 0 | 0 | 0 | 0 | [13 empty] | 1 | 596 | 1 | 596
| Portland | TLN | 43.9 | 44.7 | 46.1 | 48.6 | 53.15 | 56.95 | 60.45 | 60.9 | 58.6 | 52.65 | 47.1 | 43.6 | [15 empty] | 1 | 599
| Portland | TLX | 43.9 | 44.7 | 46.1 | 48.6 | 53.15 | 56.95 | 60.45 | 60.9 | 58.6 | 52.65 | 47.1 | 43.6 | [15 empty] | 1 | 600
| Portland | TLA | 43.9 | 44.7 | 46.1 | 48.6 | 53.15 | 56.95 | 60.45 | 60.9 | 58.6 | 52.65 | 47.1 | 43.6 | [15 empty] | 1 | 602
| Portland | PVN1 | 0.0047396 | 0.0048749 | 0.0051199 | 0.0055847 | 0.0065274 | 0.00742 | 0.0083358 | 0.0084605 | 0.00784 | 0.0064173 | 0.0053015 | 0.0046897
| Portland | x1PVN1 | 0.0047396 | 0.0048749 | 0.0051199 | 0.0055847 | 0.0065274 | 0.00742 | 0.0083358 | 0.0084605 | 0.00784 | 0.0064173 | 0.0053015 | 0.0046897
| Portland | PVN2 | 0 | 0 | 0 | 0 | 0 | 0 | 0 | 0 | 0 | 0 | 0 | 0
| Portland | x2PVN2 | 0 | 0 | 0 | 0 | 0 | 0 | 0 | 0 | 0 | 0 | 0 | 0
| Portland | PVNT | 0.0047396 | 0.0048749 | 0.0051199 | 0.0055847 | 0.0065274 | 0.00742 | 0.0083358 | 0.0084605 | 0.00784 | 0.0064173 | 0.0053015 | 0.0046897
| Portland | PVX1 | 0.0047396 | 0.0048749 | 0.0051199 | 0.0055847 | 0.0065274 | 0.00742 | 0.0083358 | 0.0084605 | 0.00784 | 0.0064173 | 0.0053015 | 0.0046897
| Portland | x1PVX1 | 0.0047396 | 0.0048749 | 0.0051199 | 0.0055847 | 0.0065274 | 0.00742 | 0.0083358 | 0.0084605 | 0.00784 | 0.0064173 | 0.0053015 | 0.0046897
| Portland | PVX2 | 0 | 0 | 0 | 0 | 0 | 0 | 0 | 0 | 0 | 0 | 0 | 0
| Portland | x2PVX2 | 0 | 0 | 0 | 0 | 0 | 0 | 0 | 0 | 0 | 0 | 0 | 0
| Portland | PVXT | 0.0047396 | 0.0048749 | 0.0051199 | 0.0055847 | 0.0065274 | 0.00742 | 0.0083358 | 0.0084605 | 0.00784 | 0.0064173 | 0.0053015 | 0.0046897
| Portland | PVA1 | 0.0047396 | 0.0048749 | 0.0051199 | 0.0055847 | 0.0065274 | 0.00742 | 0.0083358 | 0.0084605 | 0.00784 | 0.0064173 | 0.0053015 | 0.0046897
| Portland | x1PVA1 | 0.0047396 | 0.0048749 | 0.0051199 | 0.0055847 | 0.0065274 | 0.00742 | 0.0083358 | 0.0084605 | 0.00784 | 0.0064173 | 0.0053015 | 0.0046897
| Portland | PVA2 | 0 | 0 | 0 | 0 | 0 | 0 | 0 | 0 | 0 | 0 | 0 | 0
| Portland | x2PVA2 | 0 | 0 | 0 | 0 | 0 | 0 | 0 | 0 | 0 | 0 | 0 | 0
| Portland | PVAT | 0.0047396 | 0.0048749 | 0.0051199 | 0.0055847 | 0.0065274 | 0.00742 | 0.0083358 | 0.0084605 | 0.00784 | 0.0064173 | 0.0053015 | 0.0046897
| Portland | y1 | 1 | 1 | 1 | 1 | 1 | 1 | 1 | 1 | 1 | 1 | 1 | 1
| Portland | MWV1 | 130 | 130 | 130 | 130 | 130 | 130 | 130 | 130 | 130 | 130 | 130 | 130
| Portland | y2 | 0 | 0 | 0 | 0 | 0 | 0 | 0 | 0 | 0 | 0 | 0 | 0
| Portland | MWV2 | 0 | 0 | 0 | 0 | 0 | 0 | 0 | 0 | 0 | 0 | 0 | 0
| Portland | MWVT | 130 | 130 | 130 | 130 | 130 | 130 | 130 | 130 | 130 | 130 | 130 | 130
FX - 44 | Portland | PA | 14.7 | 14.7 | 14.7 | 14.7 | 14.7 | 14.7 | 14.7 | 14.7 | 14.7 | 14.7 | 14.7 | 14.7 |  | 87 | 1 | 3 | 1 | 19 | 20 | 25 | 1 | 2 | 5 | 15 |  |  | 603 |  | 603
| Portland | PBP | 0.03 | 0.03 | 0.03 | 0.03 | 0.03 | 0.03 | 0.03 | 0.03 | 0.03 | 0.03 | 0.03 | 0.03 | [12 empty] | 15
| Portland | PBV | -0.03 | -0.03 | -0.03 | -0.03 | -0.03 | -0.03 | -0.03 | -0.03 | -0.03 | -0.03 | -0.03 | -0.03 | [12 empty] | 16
| Portland | Comp 1 Name | Jet kerosene | Jet kerosene | Jet kerosene | Jet kerosene | Jet kerosene | Jet kerosene | Jet kerosene | Jet kerosene | Jet kerosene | Jet kerosene | Jet kerosene | Jet kerosene | [13 empty] | 1 | 603 | 1 | 603
| Portland | Comp 1 Type | Select Pet Stock | Select Pet Stock | Select Pet Stock | Select Pet Stock | Select Pet Stock | Select Pet Stock | Select Pet Stock | Select Pet Stock | Select Pet Stock | Select Pet Stock | Select Pet Stock | Select Pet Stock | [13 empty] | 1 | 605 | 1 | 606
| Portland | Comp 2 Name | 0 | 0 | 0 | 0 | 0 | 0 | 0 | 0 | 0 | 0 | 0 | 0 | [13 empty] | 1 | 604 | 1 | 604
| Portland | Comp 2 Type | 0 | 0 | 0 | 0 | 0 | 0 | 0 | 0 | 0 | 0 | 0 | 0 | [13 empty] | 1 | 606 | 1 | 606
| Portland | x1 | 1 | 1 | 1 | 1 | 1 | 1 | 1 | 1 | 1 | 1 | 1 | 1 | [13 empty] | 1 | 612 | 1 | 612
| Portland | MW1 | 162 | 162 | 162 | 162 | 162 | 162 | 162 | 162 | 162 | 162 | 162 | 162 | [13 empty] | 1 | 609 | 1 | 609
| Portland | x2 | 0 | 0 | 0 | 0 | 0 | 0 | 0 | 0 | 0 | 0 | 0 | 0 | [13 empty] | 1 | 613 | 1 | 613
| Portland | MW2 | 0 | 0 | 0 | 0 | 0 | 0 | 0 | 0 | 0 | 0 | 0 | 0 | [13 empty] | 1 | 610 | 1 | 610
| Portland | TLN | 43.9 | 44.7 | 46.1 | 48.6 | 53.15 | 56.95 | 60.45 | 60.9 | 58.6 | 52.65 | 47.1 | 43.6 | [15 empty] | 1 | 613
| Portland | TLX | 43.9 | 44.7 | 46.1 | 48.6 | 53.15 | 56.95 | 60.45 | 60.9 | 58.6 | 52.65 | 47.1 | 43.6 | [15 empty] | 1 | 614
| Portland | TLA | 43.9 | 44.7 | 46.1 | 48.6 | 53.15 | 56.95 | 60.45 | 60.9 | 58.6 | 52.65 | 47.1 | 43.6 | [15 empty] | 1 | 616
| Portland | PVN1 | 0.0047396 | 0.0048749 | 0.0051199 | 0.0055847 | 0.0065274 | 0.00742 | 0.0083358 | 0.0084605 | 0.00784 | 0.0064173 | 0.0053015 | 0.0046897
| Portland | x1PVN1 | 0.0047396 | 0.0048749 | 0.0051199 | 0.0055847 | 0.0065274 | 0.00742 | 0.0083358 | 0.0084605 | 0.00784 | 0.0064173 | 0.0053015 | 0.0046897
| Portland | PVN2 | 0 | 0 | 0 | 0 | 0 | 0 | 0 | 0 | 0 | 0 | 0 | 0
| Portland | x2PVN2 | 0 | 0 | 0 | 0 | 0 | 0 | 0 | 0 | 0 | 0 | 0 | 0
| Portland | PVNT | 0.0047396 | 0.0048749 | 0.0051199 | 0.0055847 | 0.0065274 | 0.00742 | 0.0083358 | 0.0084605 | 0.00784 | 0.0064173 | 0.0053015 | 0.0046897
| Portland | PVX1 | 0.0047396 | 0.0048749 | 0.0051199 | 0.0055847 | 0.0065274 | 0.00742 | 0.0083358 | 0.0084605 | 0.00784 | 0.0064173 | 0.0053015 | 0.0046897
| Portland | x1PVX1 | 0.0047396 | 0.0048749 | 0.0051199 | 0.0055847 | 0.0065274 | 0.00742 | 0.0083358 | 0.0084605 | 0.00784 | 0.0064173 | 0.0053015 | 0.0046897
| Portland | PVX2 | 0 | 0 | 0 | 0 | 0 | 0 | 0 | 0 | 0 | 0 | 0 | 0
| Portland | x2PVX2 | 0 | 0 | 0 | 0 | 0 | 0 | 0 | 0 | 0 | 0 | 0 | 0
| Portland | PVXT | 0.0047396 | 0.0048749 | 0.0051199 | 0.0055847 | 0.0065274 | 0.00742 | 0.0083358 | 0.0084605 | 0.00784 | 0.0064173 | 0.0053015 | 0.0046897
| Portland | PVA1 | 0.0047396 | 0.0048749 | 0.0051199 | 0.0055847 | 0.0065274 | 0.00742 | 0.0083358 | 0.0084605 | 0.00784 | 0.0064173 | 0.0053015 | 0.0046897
| Portland | x1PVA1 | 0.0047396 | 0.0048749 | 0.0051199 | 0.0055847 | 0.0065274 | 0.00742 | 0.0083358 | 0.0084605 | 0.00784 | 0.0064173 | 0.0053015 | 0.0046897
| Portland | PVA2 | 0 | 0 | 0 | 0 | 0 | 0 | 0 | 0 | 0 | 0 | 0 | 0
| Portland | x2PVA2 | 0 | 0 | 0 | 0 | 0 | 0 | 0 | 0 | 0 | 0 | 0 | 0
| Portland | PVAT | 0.0047396 | 0.0048749 | 0.0051199 | 0.0055847 | 0.0065274 | 0.00742 | 0.0083358 | 0.0084605 | 0.00784 | 0.0064173 | 0.0053015 | 0.0046897
| Portland | y1 | 1 | 1 | 1 | 1 | 1 | 1 | 1 | 1 | 1 | 1 | 1 | 1
| Portland | MWV1 | 130 | 130 | 130 | 130 | 130 | 130 | 130 | 130 | 130 | 130 | 130 | 130
| Portland | y2 | 0 | 0 | 0 | 0 | 0 | 0 | 0 | 0 | 0 | 0 | 0 | 0
| Portland | MWV2 | 0 | 0 | 0 | 0 | 0 | 0 | 0 | 0 | 0 | 0 | 0 | 0
| Portland | MWVT | 130 | 130 | 130 | 130 | 130 | 130 | 130 | 130 | 130 | 130 | 130 | 130
FX - 45 | Portland | PA | 14.7 | 14.7 | 14.7 | 14.7 | 14.7 | 14.7 | 14.7 | 14.7 | 14.7 | 14.7 | 14.7 | 14.7 |  | 89 | 1 | 3 | 1 | 19 | 20 | 25 | 1 | 2 | 5 | 15 |  |  | 617 |  | 617
| Portland | PBP | 0.03 | 0.03 | 0.03 | 0.03 | 0.03 | 0.03 | 0.03 | 0.03 | 0.03 | 0.03 | 0.03 | 0.03 | [12 empty] | 15
| Portland | PBV | -0.03 | -0.03 | -0.03 | -0.03 | -0.03 | -0.03 | -0.03 | -0.03 | -0.03 | -0.03 | -0.03 | -0.03 | [12 empty] | 16
| Portland | Comp 1 Name | Jet kerosene | Jet kerosene | Jet kerosene | Jet kerosene | Jet kerosene | Jet kerosene | Jet kerosene | Jet kerosene | Jet kerosene | Jet kerosene | Jet kerosene | Jet kerosene | [13 empty] | 1 | 617 | 1 | 617
| Portland | Comp 1 Type | Select Pet Stock | Select Pet Stock | Select Pet Stock | Select Pet Stock | Select Pet Stock | Select Pet Stock | Select Pet Stock | Select Pet Stock | Select Pet Stock | Select Pet Stock | Select Pet Stock | Select Pet Stock | [13 empty] | 1 | 619 | 1 | 620
| Portland | Comp 2 Name | 0 | 0 | 0 | 0 | 0 | 0 | 0 | 0 | 0 | 0 | 0 | 0 | [13 empty] | 1 | 618 | 1 | 618
| Portland | Comp 2 Type | 0 | 0 | 0 | 0 | 0 | 0 | 0 | 0 | 0 | 0 | 0 | 0 | [13 empty] | 1 | 620 | 1 | 620
| Portland | x1 | 1 | 1 | 1 | 1 | 1 | 1 | 1 | 1 | 1 | 1 | 1 | 1 | [13 empty] | 1 | 626 | 1 | 626
| Portland | MW1 | 162 | 162 | 162 | 162 | 162 | 162 | 162 | 162 | 162 | 162 | 162 | 162 | [13 empty] | 1 | 623 | 1 | 623
| Portland | x2 | 0 | 0 | 0 | 0 | 0 | 0 | 0 | 0 | 0 | 0 | 0 | 0 | [13 empty] | 1 | 627 | 1 | 627
| Portland | MW2 | 0 | 0 | 0 | 0 | 0 | 0 | 0 | 0 | 0 | 0 | 0 | 0 | [13 empty] | 1 | 624 | 1 | 624
| Portland | TLN | 43.9 | 44.7 | 46.1 | 48.6 | 53.15 | 56.95 | 60.45 | 60.9 | 58.6 | 52.65 | 47.1 | 43.6 | [15 empty] | 1 | 627
| Portland | TLX | 43.9 | 44.7 | 46.1 | 48.6 | 53.15 | 56.95 | 60.45 | 60.9 | 58.6 | 52.65 | 47.1 | 43.6 | [15 empty] | 1 | 628
| Portland | TLA | 43.9 | 44.7 | 46.1 | 48.6 | 53.15 | 56.95 | 60.45 | 60.9 | 58.6 | 52.65 | 47.1 | 43.6 | [15 empty] | 1 | 630
| Portland | PVN1 | 0.0047396 | 0.0048749 | 0.0051199 | 0.0055847 | 0.0065274 | 0.00742 | 0.0083358 | 0.0084605 | 0.00784 | 0.0064173 | 0.0053015 | 0.0046897
| Portland | x1PVN1 | 0.0047396 | 0.0048749 | 0.0051199 | 0.0055847 | 0.0065274 | 0.00742 | 0.0083358 | 0.0084605 | 0.00784 | 0.0064173 | 0.0053015 | 0.0046897
| Portland | PVN2 | 0 | 0 | 0 | 0 | 0 | 0 | 0 | 0 | 0 | 0 | 0 | 0
| Portland | x2PVN2 | 0 | 0 | 0 | 0 | 0 | 0 | 0 | 0 | 0 | 0 | 0 | 0
| Portland | PVNT | 0.0047396 | 0.0048749 | 0.0051199 | 0.0055847 | 0.0065274 | 0.00742 | 0.0083358 | 0.0084605 | 0.00784 | 0.0064173 | 0.0053015 | 0.0046897
| Portland | PVX1 | 0.0047396 | 0.0048749 | 0.0051199 | 0.0055847 | 0.0065274 | 0.00742 | 0.0083358 | 0.0084605 | 0.00784 | 0.0064173 | 0.0053015 | 0.0046897
| Portland | x1PVX1 | 0.0047396 | 0.0048749 | 0.0051199 | 0.0055847 | 0.0065274 | 0.00742 | 0.0083358 | 0.0084605 | 0.00784 | 0.0064173 | 0.0053015 | 0.0046897
| Portland | PVX2 | 0 | 0 | 0 | 0 | 0 | 0 | 0 | 0 | 0 | 0 | 0 | 0
| Portland | x2PVX2 | 0 | 0 | 0 | 0 | 0 | 0 | 0 | 0 | 0 | 0 | 0 | 0
| Portland | PVXT | 0.0047396 | 0.0048749 | 0.0051199 | 0.0055847 | 0.0065274 | 0.00742 | 0.0083358 | 0.0084605 | 0.00784 | 0.0064173 | 0.0053015 | 0.0046897
| Portland | PVA1 | 0.0047396 | 0.0048749 | 0.0051199 | 0.0055847 | 0.0065274 | 0.00742 | 0.0083358 | 0.0084605 | 0.00784 | 0.0064173 | 0.0053015 | 0.0046897
| Portland | x1PVA1 | 0.0047396 | 0.0048749 | 0.0051199 | 0.0055847 | 0.0065274 | 0.00742 | 0.0083358 | 0.0084605 | 0.00784 | 0.0064173 | 0.0053015 | 0.0046897
| Portland | PVA2 | 0 | 0 | 0 | 0 | 0 | 0 | 0 | 0 | 0 | 0 | 0 | 0
| Portland | x2PVA2 | 0 | 0 | 0 | 0 | 0 | 0 | 0 | 0 | 0 | 0 | 0 | 0
| Portland | PVAT | 0.0047396 | 0.0048749 | 0.0051199 | 0.0055847 | 0.0065274 | 0.00742 | 0.0083358 | 0.0084605 | 0.00784 | 0.0064173 | 0.0053015 | 0.0046897
| Portland | y1 | 1 | 1 | 1 | 1 | 1 | 1 | 1 | 1 | 1 | 1 | 1 | 1
| Portland | MWV1 | 130 | 130 | 130 | 130 | 130 | 130 | 130 | 130 | 130 | 130 | 130 | 130
| Portland | y2 | 0 | 0 | 0 | 0 | 0 | 0 | 0 | 0 | 0 | 0 | 0 | 0
| Portland | MWV2 | 0 | 0 | 0 | 0 | 0 | 0 | 0 | 0 | 0 | 0 | 0 | 0
| Portland | MWVT | 130 | 130 | 130 | 130 | 130 | 130 | 130 | 130 | 130 | 130 | 130 | 130
FX - 46 | Portland | PA | 14.7 | 14.7 | 14.7 | 14.7 | 14.7 | 14.7 | 14.7 | 14.7 | 14.7 | 14.7 | 14.7 | 14.7 |  | 91 | 1 | 3 | 1 | 19 | 20 | 25 | 1 | 2 | 5 | 15 |  |  | 631 |  | 631
| Portland | PBP | 0.03 | 0.03 | 0.03 | 0.03 | 0.03 | 0.03 | 0.03 | 0.03 | 0.03 | 0.03 | 0.03 | 0.03 | [12 empty] | 15
| Portland | PBV | -0.03 | -0.03 | -0.03 | -0.03 | -0.03 | -0.03 | -0.03 | -0.03 | -0.03 | -0.03 | -0.03 | -0.03 | [12 empty] | 16
| Portland | Comp 1 Name | Jet kerosene | Jet kerosene | Jet kerosene | Jet kerosene | Jet kerosene | Jet kerosene | Jet kerosene | Jet kerosene | Jet kerosene | Jet kerosene | Jet kerosene | Jet kerosene | [13 empty] | 1 | 631 | 1 | 631
| Portland | Comp 1 Type | Select Pet Stock | Select Pet Stock | Select Pet Stock | Select Pet Stock | Select Pet Stock | Select Pet Stock | Select Pet Stock | Select Pet Stock | Select Pet Stock | Select Pet Stock | Select Pet Stock | Select Pet Stock | [13 empty] | 1 | 633 | 1 | 634
| Portland | Comp 2 Name | 0 | 0 | 0 | 0 | 0 | 0 | 0 | 0 | 0 | 0 | 0 | 0 | [13 empty] | 1 | 632 | 1 | 632
| Portland | Comp 2 Type | 0 | 0 | 0 | 0 | 0 | 0 | 0 | 0 | 0 | 0 | 0 | 0 | [13 empty] | 1 | 634 | 1 | 634
| Portland | x1 | 1 | 1 | 1 | 1 | 1 | 1 | 1 | 1 | 1 | 1 | 1 | 1 | [13 empty] | 1 | 640 | 1 | 640
| Portland | MW1 | 162 | 162 | 162 | 162 | 162 | 162 | 162 | 162 | 162 | 162 | 162 | 162 | [13 empty] | 1 | 637 | 1 | 637
| Portland | x2 | 0 | 0 | 0 | 0 | 0 | 0 | 0 | 0 | 0 | 0 | 0 | 0 | [13 empty] | 1 | 641 | 1 | 641
| Portland | MW2 | 0 | 0 | 0 | 0 | 0 | 0 | 0 | 0 | 0 | 0 | 0 | 0 | [13 empty] | 1 | 638 | 1 | 638
| Portland | TLN | 43.9 | 44.7 | 46.1 | 48.6 | 53.15 | 56.95 | 60.45 | 60.9 | 58.6 | 52.65 | 47.1 | 43.6 | [15 empty] | 1 | 641
| Portland | TLX | 43.9 | 44.7 | 46.1 | 48.6 | 53.15 | 56.95 | 60.45 | 60.9 | 58.6 | 52.65 | 47.1 | 43.6 | [15 empty] | 1 | 642
| Portland | TLA | 43.9 | 44.7 | 46.1 | 48.6 | 53.15 | 56.95 | 60.45 | 60.9 | 58.6 | 52.65 | 47.1 | 43.6 | [15 empty] | 1 | 644
| Portland | PVN1 | 0.0047396 | 0.0048749 | 0.0051199 | 0.0055847 | 0.0065274 | 0.00742 | 0.0083358 | 0.0084605 | 0.00784 | 0.0064173 | 0.0053015 | 0.0046897
| Portland | x1PVN1 | 0.0047396 | 0.0048749 | 0.0051199 | 0.0055847 | 0.0065274 | 0.00742 | 0.0083358 | 0.0084605 | 0.00784 | 0.0064173 | 0.0053015 | 0.0046897
| Portland | PVN2 | 0 | 0 | 0 | 0 | 0 | 0 | 0 | 0 | 0 | 0 | 0 | 0
| Portland | x2PVN2 | 0 | 0 | 0 | 0 | 0 | 0 | 0 | 0 | 0 | 0 | 0 | 0
| Portland | PVNT | 0.0047396 | 0.0048749 | 0.0051199 | 0.0055847 | 0.0065274 | 0.00742 | 0.0083358 | 0.0084605 | 0.00784 | 0.0064173 | 0.0053015 | 0.0046897
| Portland | PVX1 | 0.0047396 | 0.0048749 | 0.0051199 | 0.0055847 | 0.0065274 | 0.00742 | 0.0083358 | 0.0084605 | 0.00784 | 0.0064173 | 0.0053015 | 0.0046897
| Portland | x1PVX1 | 0.0047396 | 0.0048749 | 0.0051199 | 0.0055847 | 0.0065274 | 0.00742 | 0.0083358 | 0.0084605 | 0.00784 | 0.0064173 | 0.0053015 | 0.0046897
| Portland | PVX2 | 0 | 0 | 0 | 0 | 0 | 0 | 0 | 0 | 0 | 0 | 0 | 0
| Portland | x2PVX2 | 0 | 0 | 0 | 0 | 0 | 0 | 0 | 0 | 0 | 0 | 0 | 0
| Portland | PVXT | 0.0047396 | 0.0048749 | 0.0051199 | 0.0055847 | 0.0065274 | 0.00742 | 0.0083358 | 0.0084605 | 0.00784 | 0.0064173 | 0.0053015 | 0.0046897
| Portland | PVA1 | 0.0047396 | 0.0048749 | 0.0051199 | 0.0055847 | 0.0065274 | 0.00742 | 0.0083358 | 0.0084605 | 0.00784 | 0.0064173 | 0.0053015 | 0.0046897
| Portland | x1PVA1 | 0.0047396 | 0.0048749 | 0.0051199 | 0.0055847 | 0.0065274 | 0.00742 | 0.0083358 | 0.0084605 | 0.00784 | 0.0064173 | 0.0053015 | 0.0046897
| Portland | PVA2 | 0 | 0 | 0 | 0 | 0 | 0 | 0 | 0 | 0 | 0 | 0 | 0
| Portland | x2PVA2 | 0 | 0 | 0 | 0 | 0 | 0 | 0 | 0 | 0 | 0 | 0 | 0
| Portland | PVAT | 0.0047396 | 0.0048749 | 0.0051199 | 0.0055847 | 0.0065274 | 0.00742 | 0.0083358 | 0.0084605 | 0.00784 | 0.0064173 | 0.0053015 | 0.0046897
| Portland | y1 | 1 | 1 | 1 | 1 | 1 | 1 | 1 | 1 | 1 | 1 | 1 | 1
| Portland | MWV1 | 130 | 130 | 130 | 130 | 130 | 130 | 130 | 130 | 130 | 130 | 130 | 130
| Portland | y2 | 0 | 0 | 0 | 0 | 0 | 0 | 0 | 0 | 0 | 0 | 0 | 0
| Portland | MWV2 | 0 | 0 | 0 | 0 | 0 | 0 | 0 | 0 | 0 | 0 | 0 | 0
| Portland | MWVT | 130 | 130 | 130 | 130 | 130 | 130 | 130 | 130 | 130 | 130 | 130 | 130
FX - 47 | Portland | PA | 14.7 | 14.7 | 14.7 | 14.7 | 14.7 | 14.7 | 14.7 | 14.7 | 14.7 | 14.7 | 14.7 | 14.7 |  | 93 | 1 | 3 | 1 | 19 | 20 | 25 | 1 | 2 | 5 | 15 |  |  | 645 |  | 645
| Portland | PBP | 0.03 | 0.03 | 0.03 | 0.03 | 0.03 | 0.03 | 0.03 | 0.03 | 0.03 | 0.03 | 0.03 | 0.03 | [12 empty] | 15
| Portland | PBV | -0.03 | -0.03 | -0.03 | -0.03 | -0.03 | -0.03 | -0.03 | -0.03 | -0.03 | -0.03 | -0.03 | -0.03 | [12 empty] | 16
| Portland | Comp 1 Name | Out of Service | Out of Service | Out of Service | Out of Service | Out of Service | Out of Service | Out of Service | Out of Service | Out of Service | Out of Service | Out of Service | Out of Service | [13 empty] | 1 | 645 | 1 | 645
| Portland | Comp 1 Type | N/A | N/A | N/A | N/A | N/A | N/A | N/A | N/A | N/A | N/A | N/A | N/A | [13 empty] | 1 | 647 | 1 | 648
| Portland | Comp 2 Name | 0 | 0 | 0 | 0 | 0 | 0 | 0 | 0 | 0 | 0 | 0 | 0 | [13 empty] | 1 | 646 | 1 | 646
| Portland | Comp 2 Type | 0 | 0 | 0 | 0 | 0 | 0 | 0 | 0 | 0 | 0 | 0 | 0 | [13 empty] | 1 | 648 | 1 | 648
| Portland | x1 | 1 | 1 | 1 | 1 | 1 | 1 | 1 | 1 | 1 | 1 | 1 | 1 | [13 empty] | 1 | 654 | 1 | 654
| Portland | MW1 | N/A | N/A | N/A | N/A | N/A | N/A | N/A | N/A | N/A | N/A | N/A | N/A | [13 empty] | 1 | 651 | 1 | 651
| Portland | x2 | 0 | 0 | 0 | 0 | 0 | 0 | 0 | 0 | 0 | 0 | 0 | 0 | [13 empty] | 1 | 655 | 1 | 655
| Portland | MW2 | 0 | 0 | 0 | 0 | 0 | 0 | 0 | 0 | 0 | 0 | 0 | 0 | [13 empty] | 1 | 652 | 1 | 652
| Portland | TLN | 43.9 | 44.7 | 46.1 | 48.6 | 53.15 | 56.95 | 60.45 | 60.9 | 58.6 | 52.65 | 47.1 | 43.6 | [15 empty] | 1 | 655
| Portland | TLX | 43.9 | 44.7 | 46.1 | 48.6 | 53.15 | 56.95 | 60.45 | 60.9 | 58.6 | 52.65 | 47.1 | 43.6 | [15 empty] | 1 | 656
| Portland | TLA | 43.9 | 44.7 | 46.1 | 48.6 | 53.15 | 56.95 | 60.45 | 60.9 | 58.6 | 52.65 | 47.1 | 43.6 | [15 empty] | 1 | 658
| Portland | PVN1 | 1 | 1 | 1 | 1 | 1 | 1 | 1 | 1 | 1 | 1 | 1 | 1
| Portland | x1PVN1 | 1 | 1 | 1 | 1 | 1 | 1 | 1 | 1 | 1 | 1 | 1 | 1
| Portland | PVN2 | 0 | 0 | 0 | 0 | 0 | 0 | 0 | 0 | 0 | 0 | 0 | 0
| Portland | x2PVN2 | 0 | 0 | 0 | 0 | 0 | 0 | 0 | 0 | 0 | 0 | 0 | 0
| Portland | PVNT | 1 | 1 | 1 | 1 | 1 | 1 | 1 | 1 | 1 | 1 | 1 | 1
| Portland | PVX1 | 1 | 1 | 1 | 1 | 1 | 1 | 1 | 1 | 1 | 1 | 1 | 1
| Portland | x1PVX1 | 1 | 1 | 1 | 1 | 1 | 1 | 1 | 1 | 1 | 1 | 1 | 1
| Portland | PVX2 | 0 | 0 | 0 | 0 | 0 | 0 | 0 | 0 | 0 | 0 | 0 | 0
| Portland | x2PVX2 | 0 | 0 | 0 | 0 | 0 | 0 | 0 | 0 | 0 | 0 | 0 | 0
| Portland | PVXT | 1 | 1 | 1 | 1 | 1 | 1 | 1 | 1 | 1 | 1 | 1 | 1
| Portland | PVA1 | 1 | 1 | 1 | 1 | 1 | 1 | 1 | 1 | 1 | 1 | 1 | 1
| Portland | x1PVA1 | 1 | 1 | 1 | 1 | 1 | 1 | 1 | 1 | 1 | 1 | 1 | 1
| Portland | PVA2 | 0 | 0 | 0 | 0 | 0 | 0 | 0 | 0 | 0 | 0 | 0 | 0
| Portland | x2PVA2 | 0 | 0 | 0 | 0 | 0 | 0 | 0 | 0 | 0 | 0 | 0 | 0
| Portland | PVAT | 1 | 1 | 1 | 1 | 1 | 1 | 1 | 1 | 1 | 1 | 1 | 1
| Portland | y1 | 1 | 1 | 1 | 1 | 1 | 1 | 1 | 1 | 1 | 1 | 1 | 1
| Portland | MWV1 | N/A | N/A | N/A | N/A | N/A | N/A | N/A | N/A | N/A | N/A | N/A | N/A
| Portland | y2 | 0 | 0 | 0 | 0 | 0 | 0 | 0 | 0 | 0 | 0 | 0 | 0
| Portland | MWV2 | 0 | 0 | 0 | 0 | 0 | 0 | 0 | 0 | 0 | 0 | 0 | 0
| Portland | MWVT | 0 | 0 | 0 | 0 | 0 | 0 | 0 | 0 | 0 | 0 | 0 | 0
FX - 48 | Portland | PA | 14.7 | 14.7 | 14.7 | 14.7 | 14.7 | 14.7 | 14.7 | 14.7 | 14.7 | 14.7 | 14.7 | 14.7 |  | 95 | 1 | 3 | 1 | 19 | 20 | 25 | 1 | 2 | 5 | 15 |  |  | 659 |  | 659
| Portland | PBP | 0.03 | 0.03 | 0.03 | 0.03 | 0.03 | 0.03 | 0.03 | 0.03 | 0.03 | 0.03 | 0.03 | 0.03 | [12 empty] | 15
| Portland | PBV | -0.03 | -0.03 | -0.03 | -0.03 | -0.03 | -0.03 | -0.03 | -0.03 | -0.03 | -0.03 | -0.03 | -0.03 | [12 empty] | 16
| Portland | Comp 1 Name | Out of Service | Out of Service | Out of Service | Out of Service | Out of Service | Out of Service | Out of Service | Out of Service | Out of Service | Out of Service | Out of Service | Out of Service | [13 empty] | 1 | 659 | 1 | 659
| Portland | Comp 1 Type | N/A | N/A | N/A | N/A | N/A | N/A | N/A | N/A | N/A | N/A | N/A | N/A | [13 empty] | 1 | 661 | 1 | 662
| Portland | Comp 2 Name | 0 | 0 | 0 | 0 | 0 | 0 | 0 | 0 | 0 | 0 | 0 | 0 | [13 empty] | 1 | 660 | 1 | 660
| Portland | Comp 2 Type | 0 | 0 | 0 | 0 | 0 | 0 | 0 | 0 | 0 | 0 | 0 | 0 | [13 empty] | 1 | 662 | 1 | 662
| Portland | x1 | 1 | 1 | 1 | 1 | 1 | 1 | 1 | 1 | 1 | 1 | 1 | 1 | [13 empty] | 1 | 668 | 1 | 668
| Portland | MW1 | N/A | N/A | N/A | N/A | N/A | N/A | N/A | N/A | N/A | N/A | N/A | N/A | [13 empty] | 1 | 665 | 1 | 665
| Portland | x2 | 0 | 0 | 0 | 0 | 0 | 0 | 0 | 0 | 0 | 0 | 0 | 0 | [13 empty] | 1 | 669 | 1 | 669
| Portland | MW2 | 0 | 0 | 0 | 0 | 0 | 0 | 0 | 0 | 0 | 0 | 0 | 0 | [13 empty] | 1 | 666 | 1 | 666
| Portland | TLN | 44.3287 | 45.45 | 47.1963 | 50.165 | 55.0712 | 58.9838 | 62.585 | 62.765 | 60.095 | 53.56 | 47.5888 | 43.9775 | [15 empty] | 1 | 669
| Portland | TLX | 44.3287 | 45.45 | 47.1963 | 50.165 | 55.0712 | 58.9838 | 62.585 | 62.765 | 60.095 | 53.56 | 47.5888 | 43.9775 | [15 empty] | 1 | 670
| Portland | TLA | 44.7575 | 46.2 | 48.2925 | 51.73 | 56.9925 | 61.0175 | 64.72 | 64.63 | 61.59 | 54.47 | 48.0775 | 44.355 | [15 empty] | 1 | 672
| Portland | PVN1 | 1 | 1 | 1 | 1 | 1 | 1 | 1 | 1 | 1 | 1 | 1 | 1
| Portland | x1PVN1 | 1 | 1 | 1 | 1 | 1 | 1 | 1 | 1 | 1 | 1 | 1 | 1
| Portland | PVN2 | 0 | 0 | 0 | 0 | 0 | 0 | 0 | 0 | 0 | 0 | 0 | 0
| Portland | x2PVN2 | 0 | 0 | 0 | 0 | 0 | 0 | 0 | 0 | 0 | 0 | 0 | 0
| Portland | PVNT | 1 | 1 | 1 | 1 | 1 | 1 | 1 | 1 | 1 | 1 | 1 | 1
| Portland | PVX1 | 1 | 1 | 1 | 1 | 1 | 1 | 1 | 1 | 1 | 1 | 1 | 1
| Portland | x1PVX1 | 1 | 1 | 1 | 1 | 1 | 1 | 1 | 1 | 1 | 1 | 1 | 1
| Portland | PVX2 | 0 | 0 | 0 | 0 | 0 | 0 | 0 | 0 | 0 | 0 | 0 | 0
| Portland | x2PVX2 | 0 | 0 | 0 | 0 | 0 | 0 | 0 | 0 | 0 | 0 | 0 | 0
| Portland | PVXT | 1 | 1 | 1 | 1 | 1 | 1 | 1 | 1 | 1 | 1 | 1 | 1
| Portland | PVA1 | 1 | 1 | 1 | 1 | 1 | 1 | 1 | 1 | 1 | 1 | 1 | 1
| Portland | x1PVA1 | 1 | 1 | 1 | 1 | 1 | 1 | 1 | 1 | 1 | 1 | 1 | 1
| Portland | PVA2 | 0 | 0 | 0 | 0 | 0 | 0 | 0 | 0 | 0 | 0 | 0 | 0
| Portland | x2PVA2 | 0 | 0 | 0 | 0 | 0 | 0 | 0 | 0 | 0 | 0 | 0 | 0
| Portland | PVAT | 1 | 1 | 1 | 1 | 1 | 1 | 1 | 1 | 1 | 1 | 1 | 1
| Portland | y1 | 1 | 1 | 1 | 1 | 1 | 1 | 1 | 1 | 1 | 1 | 1 | 1
| Portland | MWV1 | N/A | N/A | N/A | N/A | N/A | N/A | N/A | N/A | N/A | N/A | N/A | N/A
| Portland | y2 | 0 | 0 | 0 | 0 | 0 | 0 | 0 | 0 | 0 | 0 | 0 | 0
| Portland | MWV2 | 0 | 0 | 0 | 0 | 0 | 0 | 0 | 0 | 0 | 0 | 0 | 0
| Portland | MWVT | 0 | 0 | 0 | 0 | 0 | 0 | 0 | 0 | 0 | 0 | 0 | 0
FX - 49 | Portland | PA | 14.7 | 14.7 | 14.7 | 14.7 | 14.7 | 14.7 | 14.7 | 14.7 | 14.7 | 14.7 | 14.7 | 14.7 |  | 97 | 1 | 3 | 1 | 19 | 20 | 25 | 1 | 2 | 5 | 15 |  |  | 673 |  | 673
| Portland | PBP | 0.03 | 0.03 | 0.03 | 0.03 | 0.03 | 0.03 | 0.03 | 0.03 | 0.03 | 0.03 | 0.03 | 0.03 | [12 empty] | 15
| Portland | PBV | -0.03 | -0.03 | -0.03 | -0.03 | -0.03 | -0.03 | -0.03 | -0.03 | -0.03 | -0.03 | -0.03 | -0.03 | [12 empty] | 16
| Portland | Comp 1 Name | Jet kerosene | Jet kerosene | Jet kerosene | Jet kerosene | Jet kerosene | Jet kerosene | Jet kerosene | Jet kerosene | Jet kerosene | Jet kerosene | Jet kerosene | Jet kerosene | [13 empty] | 1 | 673 | 1 | 673
| Portland | Comp 1 Type | Select Pet Stock | Select Pet Stock | Select Pet Stock | Select Pet Stock | Select Pet Stock | Select Pet Stock | Select Pet Stock | Select Pet Stock | Select Pet Stock | Select Pet Stock | Select Pet Stock | Select Pet Stock | [13 empty] | 1 | 675 | 1 | 676
| Portland | Comp 2 Name | 0 | 0 | 0 | 0 | 0 | 0 | 0 | 0 | 0 | 0 | 0 | 0 | [13 empty] | 1 | 674 | 1 | 674
| Portland | Comp 2 Type | 0 | 0 | 0 | 0 | 0 | 0 | 0 | 0 | 0 | 0 | 0 | 0 | [13 empty] | 1 | 676 | 1 | 676
| Portland | x1 | 1 | 1 | 1 | 1 | 1 | 1 | 1 | 1 | 1 | 1 | 1 | 1 | [13 empty] | 1 | 682 | 1 | 682
| Portland | MW1 | 162 | 162 | 162 | 162 | 162 | 162 | 162 | 162 | 162 | 162 | 162 | 162 | [13 empty] | 1 | 679 | 1 | 679
| Portland | x2 | 0 | 0 | 0 | 0 | 0 | 0 | 0 | 0 | 0 | 0 | 0 | 0 | [13 empty] | 1 | 683 | 1 | 683
| Portland | MW2 | 0 | 0 | 0 | 0 | 0 | 0 | 0 | 0 | 0 | 0 | 0 | 0 | [13 empty] | 1 | 680 | 1 | 680
| Portland | TLN | 42.4031 | 43.08 | 44.9509 | 48.0484 | 53.1029 | 57.2159 | 60.8136 | 60.7164 | 57.3532 | 50.9476 | 45.3247 | 42.1134 | [15 empty] | 1 | 683
| Portland | TLX | 46.5631 | 48.36 | 50.2309 | 53.4084 | 58.4229 | 62.2159 | 65.8936 | 66.1564 | 63.9132 | 56.8276 | 50.2047 | 46.1134 | [15 empty] | 1 | 684
| Portland | TLA | 44.7489 | 46.185 | 48.2706 | 51.6987 | 56.9541 | 60.9768 | 64.6773 | 64.5927 | 61.5601 | 54.4518 | 48.0677 | 44.3475 | [15 empty] | 1 | 686
| Portland | PVN1 | 0.0044954 | 0.0046044 | 0.004918 | 0.005479 | 0.006517 | 0.0074863 | 0.0084365 | 0.0084094 | 0.0075207 | 0.0060548 | 0.0049829 | 0.0044494
| Portland | x1PVN1 | 0.0044954 | 0.0046044 | 0.004918 | 0.005479 | 0.006517 | 0.0074863 | 0.0084365 | 0.0084094 | 0.0075207 | 0.0060548 | 0.0049829 | 0.0044494
| Portland | PVN2 | 0 | 0 | 0 | 0 | 0 | 0 | 0 | 0 | 0 | 0 | 0 | 0
| Portland | x2PVN2 | 0 | 0 | 0 | 0 | 0 | 0 | 0 | 0 | 0 | 0 | 0 | 0
| Portland | PVNT | 0.0044954 | 0.0046044 | 0.004918 | 0.005479 | 0.006517 | 0.0074863 | 0.0084365 | 0.0084094 | 0.0075207 | 0.0060548 | 0.0049829 | 0.0044494
| Portland | PVX1 | 0.0052033 | 0.0055385 | 0.0059077 | 0.0065849 | 0.0077939 | 0.0088347 | 0.0099592 | 0.010044 | 0.0093389 | 0.0073896 | 0.0059024 | 0.0051223
| Portland | x1PVX1 | 0.0052033 | 0.0055385 | 0.0059077 | 0.0065849 | 0.0077939 | 0.0088347 | 0.0099592 | 0.010044 | 0.0093389 | 0.0073896 | 0.0059024 | 0.0051223
| Portland | PVX2 | 0 | 0 | 0 | 0 | 0 | 0 | 0 | 0 | 0 | 0 | 0 | 0
| Portland | x2PVX2 | 0 | 0 | 0 | 0 | 0 | 0 | 0 | 0 | 0 | 0 | 0 | 0
| Portland | PVXT | 0.0052033 | 0.0055385 | 0.0059077 | 0.0065849 | 0.0077939 | 0.0088347 | 0.0099592 | 0.010044 | 0.0093389 | 0.0073896 | 0.0059024 | 0.0051223
| Portland | PVA1 | 0.0048833 | 0.0051351 | 0.0055214 | 0.0062125 | 0.007421 | 0.008482 | 0.0095741 | 0.0095478 | 0.0086465 | 0.0068218 | 0.0054827 | 0.0048148
| Portland | x1PVA1 | 0.0048833 | 0.0051351 | 0.0055214 | 0.0062125 | 0.007421 | 0.008482 | 0.0095741 | 0.0095478 | 0.0086465 | 0.0068218 | 0.0054827 | 0.0048148
| Portland | PVA2 | 0 | 0 | 0 | 0 | 0 | 0 | 0 | 0 | 0 | 0 | 0 | 0
| Portland | x2PVA2 | 0 | 0 | 0 | 0 | 0 | 0 | 0 | 0 | 0 | 0 | 0 | 0
| Portland | PVAT | 0.0048833 | 0.0051351 | 0.0055214 | 0.0062125 | 0.007421 | 0.008482 | 0.0095741 | 0.0095478 | 0.0086465 | 0.0068218 | 0.0054827 | 0.0048148
| Portland | y1 | 1 | 1 | 1 | 1 | 1 | 1 | 1 | 1 | 1 | 1 | 1 | 1
| Portland | MWV1 | 130 | 130 | 130 | 130 | 130 | 130 | 130 | 130 | 130 | 130 | 130 | 130
| Portland | y2 | 0 | 0 | 0 | 0 | 0 | 0 | 0 | 0 | 0 | 0 | 0 | 0
| Portland | MWV2 | 0 | 0 | 0 | 0 | 0 | 0 | 0 | 0 | 0 | 0 | 0 | 0
| Portland | MWVT | 130 | 130 | 130 | 130 | 130 | 130 | 130 | 130 | 130 | 130 | 130 | 130
FX - 50 | Portland | PA | 14.7 | 14.7 | 14.7 | 14.7 | 14.7 | 14.7 | 14.7 | 14.7 | 14.7 | 14.7 | 14.7 | 14.7 |  | 99 | 1 | 3 | 1 | 19 | 20 | 25 | 1 | 2 | 5 | 15 |  |  | 687 |  | 687
| Portland | PBP | 0.03 | 0.03 | 0.03 | 0.03 | 0.03 | 0.03 | 0.03 | 0.03 | 0.03 | 0.03 | 0.03 | 0.03 | [12 empty] | 15
| Portland | PBV | -0.03 | -0.03 | -0.03 | -0.03 | -0.03 | -0.03 | -0.03 | -0.03 | -0.03 | -0.03 | -0.03 | -0.03 | [12 empty] | 16
| Portland | Comp 1 Name | Jet kerosene | Jet kerosene | Jet kerosene | Jet kerosene | Jet kerosene | Jet kerosene | Jet kerosene | Jet kerosene | Jet kerosene | Jet kerosene | Jet kerosene | Jet kerosene | [13 empty] | 1 | 687 | 1 | 687
| Portland | Comp 1 Type | Select Pet Stock | Select Pet Stock | Select Pet Stock | Select Pet Stock | Select Pet Stock | Select Pet Stock | Select Pet Stock | Select Pet Stock | Select Pet Stock | Select Pet Stock | Select Pet Stock | Select Pet Stock | [13 empty] | 1 | 689 | 1 | 690
| Portland | Comp 2 Name | 0 | 0 | 0 | 0 | 0 | 0 | 0 | 0 | 0 | 0 | 0 | 0 | [13 empty] | 1 | 688 | 1 | 688
| Portland | Comp 2 Type | 0 | 0 | 0 | 0 | 0 | 0 | 0 | 0 | 0 | 0 | 0 | 0 | [13 empty] | 1 | 690 | 1 | 690
| Portland | x1 | 1 | 1 | 1 | 1 | 1 | 1 | 1 | 1 | 1 | 1 | 1 | 1 | [13 empty] | 1 | 696 | 1 | 696
| Portland | MW1 | 162 | 162 | 162 | 162 | 162 | 162 | 162 | 162 | 162 | 162 | 162 | 162 | [13 empty] | 1 | 693 | 1 | 693
| Portland | x2 | 0 | 0 | 0 | 0 | 0 | 0 | 0 | 0 | 0 | 0 | 0 | 0 | [13 empty] | 1 | 697 | 1 | 697
| Portland | MW2 | 0 | 0 | 0 | 0 | 0 | 0 | 0 | 0 | 0 | 0 | 0 | 0 | [13 empty] | 1 | 694 | 1 | 694
| Portland | TLN | 42.4031 | 43.08 | 44.9509 | 48.0484 | 53.1029 | 57.2159 | 60.8136 | 60.7164 | 57.3532 | 50.9476 | 45.3247 | 42.1134 | [15 empty] | 1 | 697
| Portland | TLX | 46.5631 | 48.36 | 50.2309 | 53.4084 | 58.4229 | 62.2159 | 65.8936 | 66.1564 | 63.9132 | 56.8276 | 50.2047 | 46.1134 | [15 empty] | 1 | 698
| Portland | TLA | 44.7489 | 46.185 | 48.2706 | 51.6987 | 56.9541 | 60.9768 | 64.6773 | 64.5927 | 61.5601 | 54.4518 | 48.0677 | 44.3475 | [15 empty] | 1 | 700
| Portland | PVN1 | 0.0044954 | 0.0046044 | 0.004918 | 0.005479 | 0.006517 | 0.0074863 | 0.0084365 | 0.0084094 | 0.0075207 | 0.0060548 | 0.0049829 | 0.0044494
| Portland | x1PVN1 | 0.0044954 | 0.0046044 | 0.004918 | 0.005479 | 0.006517 | 0.0074863 | 0.0084365 | 0.0084094 | 0.0075207 | 0.0060548 | 0.0049829 | 0.0044494
| Portland | PVN2 | 0 | 0 | 0 | 0 | 0 | 0 | 0 | 0 | 0 | 0 | 0 | 0
| Portland | x2PVN2 | 0 | 0 | 0 | 0 | 0 | 0 | 0 | 0 | 0 | 0 | 0 | 0
| Portland | PVNT | 0.0044954 | 0.0046044 | 0.004918 | 0.005479 | 0.006517 | 0.0074863 | 0.0084365 | 0.0084094 | 0.0075207 | 0.0060548 | 0.0049829 | 0.0044494
| Portland | PVX1 | 0.0052033 | 0.0055385 | 0.0059077 | 0.0065849 | 0.0077939 | 0.0088347 | 0.0099592 | 0.010044 | 0.0093389 | 0.0073896 | 0.0059024 | 0.0051223
| Portland | x1PVX1 | 0.0052033 | 0.0055385 | 0.0059077 | 0.0065849 | 0.0077939 | 0.0088347 | 0.0099592 | 0.010044 | 0.0093389 | 0.0073896 | 0.0059024 | 0.0051223
| Portland | PVX2 | 0 | 0 | 0 | 0 | 0 | 0 | 0 | 0 | 0 | 0 | 0 | 0
| Portland | x2PVX2 | 0 | 0 | 0 | 0 | 0 | 0 | 0 | 0 | 0 | 0 | 0 | 0
| Portland | PVXT | 0.0052033 | 0.0055385 | 0.0059077 | 0.0065849 | 0.0077939 | 0.0088347 | 0.0099592 | 0.010044 | 0.0093389 | 0.0073896 | 0.0059024 | 0.0051223
| Portland | PVA1 | 0.0048833 | 0.0051351 | 0.0055214 | 0.0062125 | 0.007421 | 0.008482 | 0.0095741 | 0.0095478 | 0.0086465 | 0.0068218 | 0.0054827 | 0.0048148
| Portland | x1PVA1 | 0.0048833 | 0.0051351 | 0.0055214 | 0.0062125 | 0.007421 | 0.008482 | 0.0095741 | 0.0095478 | 0.0086465 | 0.0068218 | 0.0054827 | 0.0048148
| Portland | PVA2 | 0 | 0 | 0 | 0 | 0 | 0 | 0 | 0 | 0 | 0 | 0 | 0
| Portland | x2PVA2 | 0 | 0 | 0 | 0 | 0 | 0 | 0 | 0 | 0 | 0 | 0 | 0
| Portland | PVAT | 0.0048833 | 0.0051351 | 0.0055214 | 0.0062125 | 0.007421 | 0.008482 | 0.0095741 | 0.0095478 | 0.0086465 | 0.0068218 | 0.0054827 | 0.0048148
| Portland | y1 | 1 | 1 | 1 | 1 | 1 | 1 | 1 | 1 | 1 | 1 | 1 | 1
| Portland | MWV1 | 130 | 130 | 130 | 130 | 130 | 130 | 130 | 130 | 130 | 130 | 130 | 130
| Portland | y2 | 0 | 0 | 0 | 0 | 0 | 0 | 0 | 0 | 0 | 0 | 0 | 0
| Portland | MWV2 | 0 | 0 | 0 | 0 | 0 | 0 | 0 | 0 | 0 | 0 | 0 | 0
| Portland | MWVT | 130 | 130 | 130 | 130 | 130 | 130 | 130 | 130 | 130 | 130 | 130 | 130
FX - 51 | Portland | PA | 14.7 | 14.7 | 14.7 | 14.7 | 14.7 | 14.7 | 14.7 | 14.7 | 14.7 | 14.7 | 14.7 | 14.7 |  | 101 | 1 | 3 | 1 | 19 | 20 | 25 | 1 | 2 | 5 | 15 |  |  | 701 |  | 701
| Portland | PBP | 0.03 | 0.03 | 0.03 | 0.03 | 0.03 | 0.03 | 0.03 | 0.03 | 0.03 | 0.03 | 0.03 | 0.03 | [12 empty] | 15
| Portland | PBV | -0.03 | -0.03 | -0.03 | -0.03 | -0.03 | -0.03 | -0.03 | -0.03 | -0.03 | -0.03 | -0.03 | -0.03 | [12 empty] | 16
| Portland | Comp 1 Name | Out of Service | Out of Service | Out of Service | Out of Service | Out of Service | Out of Service | Out of Service | Out of Service | Out of Service | Out of Service | Out of Service | Out of Service | [13 empty] | 1 | 701 | 1 | 701
| Portland | Comp 1 Type | N/A | N/A | N/A | N/A | N/A | N/A | N/A | N/A | N/A | N/A | N/A | N/A | [13 empty] | 1 | 703 | 1 | 704
| Portland | Comp 2 Name | 0 | 0 | 0 | 0 | 0 | 0 | 0 | 0 | 0 | 0 | 0 | 0 | [13 empty] | 1 | 702 | 1 | 702
| Portland | Comp 2 Type | 0 | 0 | 0 | 0 | 0 | 0 | 0 | 0 | 0 | 0 | 0 | 0 | [13 empty] | 1 | 704 | 1 | 704
| Portland | x1 | 1 | 1 | 1 | 1 | 1 | 1 | 1 | 1 | 1 | 1 | 1 | 1 | [13 empty] | 1 | 710 | 1 | 710
| Portland | MW1 | N/A | N/A | N/A | N/A | N/A | N/A | N/A | N/A | N/A | N/A | N/A | N/A | [13 empty] | 1 | 707 | 1 | 707
| Portland | x2 | 0 | 0 | 0 | 0 | 0 | 0 | 0 | 0 | 0 | 0 | 0 | 0 | [13 empty] | 1 | 711 | 1 | 711
| Portland | MW2 | 0 | 0 | 0 | 0 | 0 | 0 | 0 | 0 | 0 | 0 | 0 | 0 | [13 empty] | 1 | 708 | 1 | 708
| Portland | TLN | 43.9 | 44.7 | 46.1 | 48.6 | 53.15 | 56.95 | 60.45 | 60.9 | 58.6 | 52.65 | 47.1 | 43.6 | [15 empty] | 1 | 711
| Portland | TLX | 43.9 | 44.7 | 46.1 | 48.6 | 53.15 | 56.95 | 60.45 | 60.9 | 58.6 | 52.65 | 47.1 | 43.6 | [15 empty] | 1 | 712
| Portland | TLA | 43.9 | 44.7 | 46.1 | 48.6 | 53.15 | 56.95 | 60.45 | 60.9 | 58.6 | 52.65 | 47.1 | 43.6 | [15 empty] | 1 | 714
| Portland | PVN1 | 1 | 1 | 1 | 1 | 1 | 1 | 1 | 1 | 1 | 1 | 1 | 1
| Portland | x1PVN1 | 1 | 1 | 1 | 1 | 1 | 1 | 1 | 1 | 1 | 1 | 1 | 1
| Portland | PVN2 | 0 | 0 | 0 | 0 | 0 | 0 | 0 | 0 | 0 | 0 | 0 | 0
| Portland | x2PVN2 | 0 | 0 | 0 | 0 | 0 | 0 | 0 | 0 | 0 | 0 | 0 | 0
| Portland | PVNT | 1 | 1 | 1 | 1 | 1 | 1 | 1 | 1 | 1 | 1 | 1 | 1
| Portland | PVX1 | 1 | 1 | 1 | 1 | 1 | 1 | 1 | 1 | 1 | 1 | 1 | 1
| Portland | x1PVX1 | 1 | 1 | 1 | 1 | 1 | 1 | 1 | 1 | 1 | 1 | 1 | 1
| Portland | PVX2 | 0 | 0 | 0 | 0 | 0 | 0 | 0 | 0 | 0 | 0 | 0 | 0
| Portland | x2PVX2 | 0 | 0 | 0 | 0 | 0 | 0 | 0 | 0 | 0 | 0 | 0 | 0
| Portland | PVXT | 1 | 1 | 1 | 1 | 1 | 1 | 1 | 1 | 1 | 1 | 1 | 1
| Portland | PVA1 | 1 | 1 | 1 | 1 | 1 | 1 | 1 | 1 | 1 | 1 | 1 | 1
| Portland | x1PVA1 | 1 | 1 | 1 | 1 | 1 | 1 | 1 | 1 | 1 | 1 | 1 | 1
| Portland | PVA2 | 0 | 0 | 0 | 0 | 0 | 0 | 0 | 0 | 0 | 0 | 0 | 0
| Portland | x2PVA2 | 0 | 0 | 0 | 0 | 0 | 0 | 0 | 0 | 0 | 0 | 0 | 0
| Portland | PVAT | 1 | 1 | 1 | 1 | 1 | 1 | 1 | 1 | 1 | 1 | 1 | 1
| Portland | y1 | 1 | 1 | 1 | 1 | 1 | 1 | 1 | 1 | 1 | 1 | 1 | 1
| Portland | MWV1 | N/A | N/A | N/A | N/A | N/A | N/A | N/A | N/A | N/A | N/A | N/A | N/A
| Portland | y2 | 0 | 0 | 0 | 0 | 0 | 0 | 0 | 0 | 0 | 0 | 0 | 0
| Portland | MWV2 | 0 | 0 | 0 | 0 | 0 | 0 | 0 | 0 | 0 | 0 | 0 | 0
| Portland | MWVT | 0 | 0 | 0 | 0 | 0 | 0 | 0 | 0 | 0 | 0 | 0 | 0
FX - 52 | Portland | PA | 14.7 | 14.7 | 14.7 | 14.7 | 14.7 | 14.7 | 14.7 | 14.7 | 14.7 | 14.7 | 14.7 | 14.7 |  | 103 | 1 | 3 | 1 | 19 | 20 | 25 | 1 | 2 | 5 | 15 |  |  | 715 |  | 715
| Portland | PBP | 0.03 | 0.03 | 0.03 | 0.03 | 0.03 | 0.03 | 0.03 | 0.03 | 0.03 | 0.03 | 0.03 | 0.03 | [12 empty] | 15
| Portland | PBV | -0.03 | -0.03 | -0.03 | -0.03 | -0.03 | -0.03 | -0.03 | -0.03 | -0.03 | -0.03 | -0.03 | -0.03 | [12 empty] | 16
| Portland | Comp 1 Name | Jet kerosene | Jet kerosene | Jet kerosene | Jet kerosene | Jet kerosene | Jet kerosene | Jet kerosene | Jet kerosene | Jet kerosene | Jet kerosene | Jet kerosene | Jet kerosene | [13 empty] | 1 | 715 | 1 | 715
| Portland | Comp 1 Type | Select Pet Stock | Select Pet Stock | Select Pet Stock | Select Pet Stock | Select Pet Stock | Select Pet Stock | Select Pet Stock | Select Pet Stock | Select Pet Stock | Select Pet Stock | Select Pet Stock | Select Pet Stock | [13 empty] | 1 | 717 | 1 | 718
| Portland | Comp 2 Name | 0 | 0 | 0 | 0 | 0 | 0 | 0 | 0 | 0 | 0 | 0 | 0 | [13 empty] | 1 | 716 | 1 | 716
| Portland | Comp 2 Type | 0 | 0 | 0 | 0 | 0 | 0 | 0 | 0 | 0 | 0 | 0 | 0 | [13 empty] | 1 | 718 | 1 | 718
| Portland | x1 | 1 | 1 | 1 | 1 | 1 | 1 | 1 | 1 | 1 | 1 | 1 | 1 | [13 empty] | 1 | 724 | 1 | 724
| Portland | MW1 | 162 | 162 | 162 | 162 | 162 | 162 | 162 | 162 | 162 | 162 | 162 | 162 | [13 empty] | 1 | 721 | 1 | 721
| Portland | x2 | 0 | 0 | 0 | 0 | 0 | 0 | 0 | 0 | 0 | 0 | 0 | 0 | [13 empty] | 1 | 725 | 1 | 725
| Portland | MW2 | 0 | 0 | 0 | 0 | 0 | 0 | 0 | 0 | 0 | 0 | 0 | 0 | [13 empty] | 1 | 722 | 1 | 722
| Portland | TLN | 43.1728 | 44.4264 | 46.9189 | 50.8579 | 56.5519 | 60.8669 | 64.6464 | 64.0644 | 60.037 | 52.5812 | 46.2021 | 42.7911 | [15 empty] | 1 | 725
| Portland | TLX | 47.3328 | 49.7064 | 52.1989 | 56.2179 | 61.8719 | 65.8669 | 69.7264 | 69.5044 | 66.597 | 58.4612 | 51.0821 | 46.7911 | [15 empty] | 1 | 726
| Portland | TLA | 45.8695 | 48.1452 | 51.1357 | 55.789 | 61.9755 | 66.2922 | 70.2573 | 69.4671 | 65.4674 | 56.8302 | 49.3451 | 45.3341 | [15 empty] | 1 | 728
| Portland | PVN1 | 0.0046195 | 0.0048282 | 0.0052682 | 0.0060362 | 0.0073216 | 0.0084513 | 0.0095645 | 0.0093851 | 0.0082228 | 0.0064023 | 0.0051382 | 0.0045576
| Portland | x1PVN1 | 0.0046195 | 0.0048282 | 0.0052682 | 0.0060362 | 0.0073216 | 0.0084513 | 0.0095645 | 0.0093851 | 0.0082228 | 0.0064023 | 0.0051382 | 0.0045576
| Portland | PVN2 | 0 | 0 | 0 | 0 | 0 | 0 | 0 | 0 | 0 | 0 | 0 | 0
| Portland | x2PVN2 | 0 | 0 | 0 | 0 | 0 | 0 | 0 | 0 | 0 | 0 | 0 | 0
| Portland | PVNT | 0.0046195 | 0.0048282 | 0.0052682 | 0.0060362 | 0.0073216 | 0.0084513 | 0.0095645 | 0.0093851 | 0.0082228 | 0.0064023 | 0.0051382 | 0.0045576
| Portland | PVX1 | 0.0053446 | 0.0058021 | 0.0063195 | 0.00724 | 0.0087355 | 0.0099506 | 0.011264 | 0.011184 | 0.010188 | 0.0078039 | 0.0060828 | 0.0052448
| Portland | x1PVX1 | 0.0053446 | 0.0058021 | 0.0063195 | 0.00724 | 0.0087355 | 0.0099506 | 0.011264 | 0.011184 | 0.010188 | 0.0078039 | 0.0060828 | 0.0052448
| Portland | PVX2 | 0 | 0 | 0 | 0 | 0 | 0 | 0 | 0 | 0 | 0 | 0 | 0
| Portland | x2PVX2 | 0 | 0 | 0 | 0 | 0 | 0 | 0 | 0 | 0 | 0 | 0 | 0
| Portland | PVXT | 0.0053446 | 0.0058021 | 0.0063195 | 0.00724 | 0.0087355 | 0.0099506 | 0.011264 | 0.011184 | 0.010188 | 0.0078039 | 0.0060828 | 0.0052448
| Portland | PVA1 | 0.0050788 | 0.0054975 | 0.006094 | 0.0071365 | 0.0087653 | 0.010088 | 0.011456 | 0.011171 | 0.0098228 | 0.0073902 | 0.0057303 | 0.0049845
| Portland | x1PVA1 | 0.0050788 | 0.0054975 | 0.006094 | 0.0071365 | 0.0087653 | 0.010088 | 0.011456 | 0.011171 | 0.0098228 | 0.0073902 | 0.0057303 | 0.0049845
| Portland | PVA2 | 0 | 0 | 0 | 0 | 0 | 0 | 0 | 0 | 0 | 0 | 0 | 0
| Portland | x2PVA2 | 0 | 0 | 0 | 0 | 0 | 0 | 0 | 0 | 0 | 0 | 0 | 0
| Portland | PVAT | 0.0050788 | 0.0054975 | 0.006094 | 0.0071365 | 0.0087653 | 0.010088 | 0.011456 | 0.011171 | 0.0098228 | 0.0073902 | 0.0057303 | 0.0049845
| Portland | y1 | 1 | 1 | 1 | 1 | 1 | 1 | 1 | 1 | 1 | 1 | 1 | 1
| Portland | MWV1 | 130 | 130 | 130 | 130 | 130 | 130 | 130 | 130 | 130 | 130 | 130 | 130
| Portland | y2 | 0 | 0 | 0 | 0 | 0 | 0 | 0 | 0 | 0 | 0 | 0 | 0
| Portland | MWV2 | 0 | 0 | 0 | 0 | 0 | 0 | 0 | 0 | 0 | 0 | 0 | 0
| Portland | MWVT | 130 | 130 | 130 | 130 | 130 | 130 | 130 | 130 | 130 | 130 | 130 | 130
FX - 53 | Portland | PA | 14.7 | 14.7 | 14.7 | 14.7 | 14.7 | 14.7 | 14.7 | 14.7 | 14.7 | 14.7 | 14.7 | 14.7 |  | 105 | 1 | 3 | 1 | 19 | 20 | 25 | 1 | 2 | 5 | 15 |  |  | 729 |  | 729
| Portland | PBP | 0.03 | 0.03 | 0.03 | 0.03 | 0.03 | 0.03 | 0.03 | 0.03 | 0.03 | 0.03 | 0.03 | 0.03 | [12 empty] | 15
| Portland | PBV | -0.03 | -0.03 | -0.03 | -0.03 | -0.03 | -0.03 | -0.03 | -0.03 | -0.03 | -0.03 | -0.03 | -0.03 | [12 empty] | 16
| Portland | Comp 1 Name | Jet kerosene | Jet kerosene | Jet kerosene | Jet kerosene | Jet kerosene | Jet kerosene | Jet kerosene | Jet kerosene | Jet kerosene | Jet kerosene | Jet kerosene | Jet kerosene | [13 empty] | 1 | 729 | 1 | 729
| Portland | Comp 1 Type | Select Pet Stock | Select Pet Stock | Select Pet Stock | Select Pet Stock | Select Pet Stock | Select Pet Stock | Select Pet Stock | Select Pet Stock | Select Pet Stock | Select Pet Stock | Select Pet Stock | Select Pet Stock | [13 empty] | 1 | 731 | 1 | 732
| Portland | Comp 2 Name | 0 | 0 | 0 | 0 | 0 | 0 | 0 | 0 | 0 | 0 | 0 | 0 | [13 empty] | 1 | 730 | 1 | 730
| Portland | Comp 2 Type | 0 | 0 | 0 | 0 | 0 | 0 | 0 | 0 | 0 | 0 | 0 | 0 | [13 empty] | 1 | 732 | 1 | 732
| Portland | x1 | 1 | 1 | 1 | 1 | 1 | 1 | 1 | 1 | 1 | 1 | 1 | 1 | [13 empty] | 1 | 738 | 1 | 738
| Portland | MW1 | 162 | 162 | 162 | 162 | 162 | 162 | 162 | 162 | 162 | 162 | 162 | 162 | [13 empty] | 1 | 735 | 1 | 735
| Portland | x2 | 0 | 0 | 0 | 0 | 0 | 0 | 0 | 0 | 0 | 0 | 0 | 0 | [13 empty] | 1 | 739 | 1 | 739
| Portland | MW2 | 0 | 0 | 0 | 0 | 0 | 0 | 0 | 0 | 0 | 0 | 0 | 0 | [13 empty] | 1 | 736 | 1 | 736
| Portland | TLN | 43.1728 | 44.4264 | 46.9189 | 50.8579 | 56.5519 | 60.8669 | 64.6464 | 64.0644 | 60.037 | 52.5812 | 46.2021 | 42.7911 | [15 empty] | 1 | 739
| Portland | TLX | 47.3328 | 49.7064 | 52.1989 | 56.2179 | 61.8719 | 65.8669 | 69.7264 | 69.5044 | 66.597 | 58.4612 | 51.0821 | 46.7911 | [15 empty] | 1 | 740
| Portland | TLA | 45.8695 | 48.1452 | 51.1357 | 55.789 | 61.9755 | 66.2922 | 70.2573 | 69.4671 | 65.4674 | 56.8302 | 49.3451 | 45.3341 | [15 empty] | 1 | 742
| Portland | PVN1 | 0.0046195 | 0.0048282 | 0.0052682 | 0.0060362 | 0.0073216 | 0.0084513 | 0.0095645 | 0.0093851 | 0.0082228 | 0.0064023 | 0.0051382 | 0.0045576
| Portland | x1PVN1 | 0.0046195 | 0.0048282 | 0.0052682 | 0.0060362 | 0.0073216 | 0.0084513 | 0.0095645 | 0.0093851 | 0.0082228 | 0.0064023 | 0.0051382 | 0.0045576
| Portland | PVN2 | 0 | 0 | 0 | 0 | 0 | 0 | 0 | 0 | 0 | 0 | 0 | 0
| Portland | x2PVN2 | 0 | 0 | 0 | 0 | 0 | 0 | 0 | 0 | 0 | 0 | 0 | 0
| Portland | PVNT | 0.0046195 | 0.0048282 | 0.0052682 | 0.0060362 | 0.0073216 | 0.0084513 | 0.0095645 | 0.0093851 | 0.0082228 | 0.0064023 | 0.0051382 | 0.0045576
| Portland | PVX1 | 0.0053446 | 0.0058021 | 0.0063195 | 0.00724 | 0.0087355 | 0.0099506 | 0.011264 | 0.011184 | 0.010188 | 0.0078039 | 0.0060828 | 0.0052448
| Portland | x1PVX1 | 0.0053446 | 0.0058021 | 0.0063195 | 0.00724 | 0.0087355 | 0.0099506 | 0.011264 | 0.011184 | 0.010188 | 0.0078039 | 0.0060828 | 0.0052448
| Portland | PVX2 | 0 | 0 | 0 | 0 | 0 | 0 | 0 | 0 | 0 | 0 | 0 | 0
| Portland | x2PVX2 | 0 | 0 | 0 | 0 | 0 | 0 | 0 | 0 | 0 | 0 | 0 | 0
| Portland | PVXT | 0.0053446 | 0.0058021 | 0.0063195 | 0.00724 | 0.0087355 | 0.0099506 | 0.011264 | 0.011184 | 0.010188 | 0.0078039 | 0.0060828 | 0.0052448
| Portland | PVA1 | 0.0050788 | 0.0054975 | 0.006094 | 0.0071365 | 0.0087653 | 0.010088 | 0.011456 | 0.011171 | 0.0098228 | 0.0073902 | 0.0057303 | 0.0049845
| Portland | x1PVA1 | 0.0050788 | 0.0054975 | 0.006094 | 0.0071365 | 0.0087653 | 0.010088 | 0.011456 | 0.011171 | 0.0098228 | 0.0073902 | 0.0057303 | 0.0049845
| Portland | PVA2 | 0 | 0 | 0 | 0 | 0 | 0 | 0 | 0 | 0 | 0 | 0 | 0
| Portland | x2PVA2 | 0 | 0 | 0 | 0 | 0 | 0 | 0 | 0 | 0 | 0 | 0 | 0
| Portland | PVAT | 0.0050788 | 0.0054975 | 0.006094 | 0.0071365 | 0.0087653 | 0.010088 | 0.011456 | 0.011171 | 0.0098228 | 0.0073902 | 0.0057303 | 0.0049845
| Portland | y1 | 1 | 1 | 1 | 1 | 1 | 1 | 1 | 1 | 1 | 1 | 1 | 1
| Portland | MWV1 | 130 | 130 | 130 | 130 | 130 | 130 | 130 | 130 | 130 | 130 | 130 | 130
| Portland | y2 | 0 | 0 | 0 | 0 | 0 | 0 | 0 | 0 | 0 | 0 | 0 | 0
| Portland | MWV2 | 0 | 0 | 0 | 0 | 0 | 0 | 0 | 0 | 0 | 0 | 0 | 0
| Portland | MWVT | 130 | 130 | 130 | 130 | 130 | 130 | 130 | 130 | 130 | 130 | 130 | 130
FX - 54 | Portland | PA | 14.7 | 14.7 | 14.7 | 14.7 | 14.7 | 14.7 | 14.7 | 14.7 | 14.7 | 14.7 | 14.7 | 14.7 |  | 107 | 1 | 3 | 1 | 19 | 20 | 25 | 1 | 2 | 5 | 15 |  |  | 743 |  | 743
| Portland | PBP | 0.03 | 0.03 | 0.03 | 0.03 | 0.03 | 0.03 | 0.03 | 0.03 | 0.03 | 0.03 | 0.03 | 0.03 | [12 empty] | 15
| Portland | PBV | -0.03 | -0.03 | -0.03 | -0.03 | -0.03 | -0.03 | -0.03 | -0.03 | -0.03 | -0.03 | -0.03 | -0.03 | [12 empty] | 16
| Portland | Comp 1 Name | Jet kerosene | Jet kerosene | Jet kerosene | Jet kerosene | Jet kerosene | Jet kerosene | Jet kerosene | Jet kerosene | Jet kerosene | Jet kerosene | Jet kerosene | Jet kerosene | [13 empty] | 1 | 743 | 1 | 743
| Portland | Comp 1 Type | Select Pet Stock | Select Pet Stock | Select Pet Stock | Select Pet Stock | Select Pet Stock | Select Pet Stock | Select Pet Stock | Select Pet Stock | Select Pet Stock | Select Pet Stock | Select Pet Stock | Select Pet Stock | [13 empty] | 1 | 745 | 1 | 746
| Portland | Comp 2 Name | 0 | 0 | 0 | 0 | 0 | 0 | 0 | 0 | 0 | 0 | 0 | 0 | [13 empty] | 1 | 744 | 1 | 744
| Portland | Comp 2 Type | 0 | 0 | 0 | 0 | 0 | 0 | 0 | 0 | 0 | 0 | 0 | 0 | [13 empty] | 1 | 746 | 1 | 746
| Portland | x1 | 1 | 1 | 1 | 1 | 1 | 1 | 1 | 1 | 1 | 1 | 1 | 1 | [13 empty] | 1 | 752 | 1 | 752
| Portland | MW1 | 162 | 162 | 162 | 162 | 162 | 162 | 162 | 162 | 162 | 162 | 162 | 162 | [13 empty] | 1 | 749 | 1 | 749
| Portland | x2 | 0 | 0 | 0 | 0 | 0 | 0 | 0 | 0 | 0 | 0 | 0 | 0 | [13 empty] | 1 | 753 | 1 | 753
| Portland | MW2 | 0 | 0 | 0 | 0 | 0 | 0 | 0 | 0 | 0 | 0 | 0 | 0 | [13 empty] | 1 | 750 | 1 | 750
| Portland | TLN | 43.1728 | 44.4264 | 46.9189 | 50.8579 | 56.5519 | 60.8669 | 64.6464 | 64.0644 | 60.037 | 52.5812 | 46.2021 | 42.7911 | [15 empty] | 1 | 753
| Portland | TLX | 47.3328 | 49.7064 | 52.1989 | 56.2179 | 61.8719 | 65.8669 | 69.7264 | 69.5044 | 66.597 | 58.4612 | 51.0821 | 46.7911 | [15 empty] | 1 | 754
| Portland | TLA | 45.8695 | 48.1452 | 51.1357 | 55.789 | 61.9755 | 66.2922 | 70.2573 | 69.4671 | 65.4674 | 56.8302 | 49.3451 | 45.3341 | [15 empty] | 1 | 756
| Portland | PVN1 | 0.0046195 | 0.0048282 | 0.0052682 | 0.0060362 | 0.0073216 | 0.0084513 | 0.0095645 | 0.0093851 | 0.0082228 | 0.0064023 | 0.0051382 | 0.0045576
| Portland | x1PVN1 | 0.0046195 | 0.0048282 | 0.0052682 | 0.0060362 | 0.0073216 | 0.0084513 | 0.0095645 | 0.0093851 | 0.0082228 | 0.0064023 | 0.0051382 | 0.0045576
| Portland | PVN2 | 0 | 0 | 0 | 0 | 0 | 0 | 0 | 0 | 0 | 0 | 0 | 0
| Portland | x2PVN2 | 0 | 0 | 0 | 0 | 0 | 0 | 0 | 0 | 0 | 0 | 0 | 0
| Portland | PVNT | 0.0046195 | 0.0048282 | 0.0052682 | 0.0060362 | 0.0073216 | 0.0084513 | 0.0095645 | 0.0093851 | 0.0082228 | 0.0064023 | 0.0051382 | 0.0045576
| Portland | PVX1 | 0.0053446 | 0.0058021 | 0.0063195 | 0.00724 | 0.0087355 | 0.0099506 | 0.011264 | 0.011184 | 0.010188 | 0.0078039 | 0.0060828 | 0.0052448
| Portland | x1PVX1 | 0.0053446 | 0.0058021 | 0.0063195 | 0.00724 | 0.0087355 | 0.0099506 | 0.011264 | 0.011184 | 0.010188 | 0.0078039 | 0.0060828 | 0.0052448
| Portland | PVX2 | 0 | 0 | 0 | 0 | 0 | 0 | 0 | 0 | 0 | 0 | 0 | 0
| Portland | x2PVX2 | 0 | 0 | 0 | 0 | 0 | 0 | 0 | 0 | 0 | 0 | 0 | 0
| Portland | PVXT | 0.0053446 | 0.0058021 | 0.0063195 | 0.00724 | 0.0087355 | 0.0099506 | 0.011264 | 0.011184 | 0.010188 | 0.0078039 | 0.0060828 | 0.0052448
| Portland | PVA1 | 0.0050788 | 0.0054975 | 0.006094 | 0.0071365 | 0.0087653 | 0.010088 | 0.011456 | 0.011171 | 0.0098228 | 0.0073902 | 0.0057303 | 0.0049845
| Portland | x1PVA1 | 0.0050788 | 0.0054975 | 0.006094 | 0.0071365 | 0.0087653 | 0.010088 | 0.011456 | 0.011171 | 0.0098228 | 0.0073902 | 0.0057303 | 0.0049845
| Portland | PVA2 | 0 | 0 | 0 | 0 | 0 | 0 | 0 | 0 | 0 | 0 | 0 | 0
| Portland | x2PVA2 | 0 | 0 | 0 | 0 | 0 | 0 | 0 | 0 | 0 | 0 | 0 | 0
| Portland | PVAT | 0.0050788 | 0.0054975 | 0.006094 | 0.0071365 | 0.0087653 | 0.010088 | 0.011456 | 0.011171 | 0.0098228 | 0.0073902 | 0.0057303 | 0.0049845
| Portland | y1 | 1 | 1 | 1 | 1 | 1 | 1 | 1 | 1 | 1 | 1 | 1 | 1
| Portland | MWV1 | 130 | 130 | 130 | 130 | 130 | 130 | 130 | 130 | 130 | 130 | 130 | 130
| Portland | y2 | 0 | 0 | 0 | 0 | 0 | 0 | 0 | 0 | 0 | 0 | 0 | 0
| Portland | MWV2 | 0 | 0 | 0 | 0 | 0 | 0 | 0 | 0 | 0 | 0 | 0 | 0
| Portland | MWVT | 130 | 130 | 130 | 130 | 130 | 130 | 130 | 130 | 130 | 130 | 130 | 130
FX - 55 | Portland | PA | 14.7 | 14.7 | 14.7 | 14.7 | 14.7 | 14.7 | 14.7 | 14.7 | 14.7 | 14.7 | 14.7 | 14.7 |  | 109 | 1 | 3 | 1 | 19 | 20 | 25 | 1 | 2 | 5 | 15 |  |  | 757 |  | 757
| Portland | PBP | 0.03 | 0.03 | 0.03 | 0.03 | 0.03 | 0.03 | 0.03 | 0.03 | 0.03 | 0.03 | 0.03 | 0.03 | [12 empty] | 15
| Portland | PBV | -0.03 | -0.03 | -0.03 | -0.03 | -0.03 | -0.03 | -0.03 | -0.03 | -0.03 | -0.03 | -0.03 | -0.03 | [12 empty] | 16
| Portland | Comp 1 Name | Jet kerosene | Jet kerosene | Jet kerosene | Jet kerosene | Jet kerosene | Jet kerosene | Jet kerosene | Jet kerosene | Jet kerosene | Jet kerosene | Jet kerosene | Jet kerosene | [13 empty] | 1 | 757 | 1 | 757
| Portland | Comp 1 Type | Select Pet Stock | Select Pet Stock | Select Pet Stock | Select Pet Stock | Select Pet Stock | Select Pet Stock | Select Pet Stock | Select Pet Stock | Select Pet Stock | Select Pet Stock | Select Pet Stock | Select Pet Stock | [13 empty] | 1 | 759 | 1 | 760
| Portland | Comp 2 Name | 0 | 0 | 0 | 0 | 0 | 0 | 0 | 0 | 0 | 0 | 0 | 0 | [13 empty] | 1 | 758 | 1 | 758
| Portland | Comp 2 Type | 0 | 0 | 0 | 0 | 0 | 0 | 0 | 0 | 0 | 0 | 0 | 0 | [13 empty] | 1 | 760 | 1 | 760
| Portland | x1 | 1 | 1 | 1 | 1 | 1 | 1 | 1 | 1 | 1 | 1 | 1 | 1 | [13 empty] | 1 | 766 | 1 | 766
| Portland | MW1 | 162 | 162 | 162 | 162 | 162 | 162 | 162 | 162 | 162 | 162 | 162 | 162 | [13 empty] | 1 | 763 | 1 | 763
| Portland | x2 | 0 | 0 | 0 | 0 | 0 | 0 | 0 | 0 | 0 | 0 | 0 | 0 | [13 empty] | 1 | 767 | 1 | 767
| Portland | MW2 | 0 | 0 | 0 | 0 | 0 | 0 | 0 | 0 | 0 | 0 | 0 | 0 | [13 empty] | 1 | 764 | 1 | 764
| Portland | TLN | 43.1728 | 44.4264 | 46.9189 | 50.8579 | 56.5519 | 60.8669 | 64.6464 | 64.0644 | 60.037 | 52.5812 | 46.2021 | 42.7911 | [15 empty] | 1 | 767
| Portland | TLX | 47.3328 | 49.7064 | 52.1989 | 56.2179 | 61.8719 | 65.8669 | 69.7264 | 69.5044 | 66.597 | 58.4612 | 51.0821 | 46.7911 | [15 empty] | 1 | 768
| Portland | TLA | 45.8695 | 48.1452 | 51.1357 | 55.789 | 61.9755 | 66.2922 | 70.2573 | 69.4671 | 65.4674 | 56.8302 | 49.3451 | 45.3341 | [15 empty] | 1 | 770
| Portland | PVN1 | 0.0046195 | 0.0048282 | 0.0052682 | 0.0060362 | 0.0073216 | 0.0084513 | 0.0095645 | 0.0093851 | 0.0082228 | 0.0064023 | 0.0051382 | 0.0045576
| Portland | x1PVN1 | 0.0046195 | 0.0048282 | 0.0052682 | 0.0060362 | 0.0073216 | 0.0084513 | 0.0095645 | 0.0093851 | 0.0082228 | 0.0064023 | 0.0051382 | 0.0045576
| Portland | PVN2 | 0 | 0 | 0 | 0 | 0 | 0 | 0 | 0 | 0 | 0 | 0 | 0
| Portland | x2PVN2 | 0 | 0 | 0 | 0 | 0 | 0 | 0 | 0 | 0 | 0 | 0 | 0
| Portland | PVNT | 0.0046195 | 0.0048282 | 0.0052682 | 0.0060362 | 0.0073216 | 0.0084513 | 0.0095645 | 0.0093851 | 0.0082228 | 0.0064023 | 0.0051382 | 0.0045576
| Portland | PVX1 | 0.0053446 | 0.0058021 | 0.0063195 | 0.00724 | 0.0087355 | 0.0099506 | 0.011264 | 0.011184 | 0.010188 | 0.0078039 | 0.0060828 | 0.0052448
| Portland | x1PVX1 | 0.0053446 | 0.0058021 | 0.0063195 | 0.00724 | 0.0087355 | 0.0099506 | 0.011264 | 0.011184 | 0.010188 | 0.0078039 | 0.0060828 | 0.0052448
| Portland | PVX2 | 0 | 0 | 0 | 0 | 0 | 0 | 0 | 0 | 0 | 0 | 0 | 0
| Portland | x2PVX2 | 0 | 0 | 0 | 0 | 0 | 0 | 0 | 0 | 0 | 0 | 0 | 0
| Portland | PVXT | 0.0053446 | 0.0058021 | 0.0063195 | 0.00724 | 0.0087355 | 0.0099506 | 0.011264 | 0.011184 | 0.010188 | 0.0078039 | 0.0060828 | 0.0052448
| Portland | PVA1 | 0.0050788 | 0.0054975 | 0.006094 | 0.0071365 | 0.0087653 | 0.010088 | 0.011456 | 0.011171 | 0.0098228 | 0.0073902 | 0.0057303 | 0.0049845
| Portland | x1PVA1 | 0.0050788 | 0.0054975 | 0.006094 | 0.0071365 | 0.0087653 | 0.010088 | 0.011456 | 0.011171 | 0.0098228 | 0.0073902 | 0.0057303 | 0.0049845
| Portland | PVA2 | 0 | 0 | 0 | 0 | 0 | 0 | 0 | 0 | 0 | 0 | 0 | 0
| Portland | x2PVA2 | 0 | 0 | 0 | 0 | 0 | 0 | 0 | 0 | 0 | 0 | 0 | 0
| Portland | PVAT | 0.0050788 | 0.0054975 | 0.006094 | 0.0071365 | 0.0087653 | 0.010088 | 0.011456 | 0.011171 | 0.0098228 | 0.0073902 | 0.0057303 | 0.0049845
| Portland | y1 | 1 | 1 | 1 | 1 | 1 | 1 | 1 | 1 | 1 | 1 | 1 | 1
| Portland | MWV1 | 130 | 130 | 130 | 130 | 130 | 130 | 130 | 130 | 130 | 130 | 130 | 130
| Portland | y2 | 0 | 0 | 0 | 0 | 0 | 0 | 0 | 0 | 0 | 0 | 0 | 0
| Portland | MWV2 | 0 | 0 | 0 | 0 | 0 | 0 | 0 | 0 | 0 | 0 | 0 | 0
| Portland | MWVT | 130 | 130 | 130 | 130 | 130 | 130 | 130 | 130 | 130 | 130 | 130 | 130
FX - 56 | Portland | PA | 14.7 | 14.7 | 14.7 | 14.7 | 14.7 | 14.7 | 14.7 | 14.7 | 14.7 | 14.7 | 14.7 | 14.7 |  | 111 | 1 | 3 | 1 | 19 | 20 | 25 | 1 | 2 | 5 | 15 |  |  | 771 |  | 771
| Portland | PBP | 0.03 | 0.03 | 0.03 | 0.03 | 0.03 | 0.03 | 0.03 | 0.03 | 0.03 | 0.03 | 0.03 | 0.03 | [12 empty] | 15
| Portland | PBV | -0.03 | -0.03 | -0.03 | -0.03 | -0.03 | -0.03 | -0.03 | -0.03 | -0.03 | -0.03 | -0.03 | -0.03 | [12 empty] | 16
| Portland | Comp 1 Name | Jet kerosene | Jet kerosene | Jet kerosene | Jet kerosene | Jet kerosene | Jet kerosene | Jet kerosene | Jet kerosene | Jet kerosene | Jet kerosene | Jet kerosene | Jet kerosene | [13 empty] | 1 | 771 | 1 | 771
| Portland | Comp 1 Type | Select Pet Stock | Select Pet Stock | Select Pet Stock | Select Pet Stock | Select Pet Stock | Select Pet Stock | Select Pet Stock | Select Pet Stock | Select Pet Stock | Select Pet Stock | Select Pet Stock | Select Pet Stock | [13 empty] | 1 | 773 | 1 | 774
| Portland | Comp 2 Name | 0 | 0 | 0 | 0 | 0 | 0 | 0 | 0 | 0 | 0 | 0 | 0 | [13 empty] | 1 | 772 | 1 | 772
| Portland | Comp 2 Type | 0 | 0 | 0 | 0 | 0 | 0 | 0 | 0 | 0 | 0 | 0 | 0 | [13 empty] | 1 | 774 | 1 | 774
| Portland | x1 | 1 | 1 | 1 | 1 | 1 | 1 | 1 | 1 | 1 | 1 | 1 | 1 | [13 empty] | 1 | 780 | 1 | 780
| Portland | MW1 | 162 | 162 | 162 | 162 | 162 | 162 | 162 | 162 | 162 | 162 | 162 | 162 | [13 empty] | 1 | 777 | 1 | 777
| Portland | x2 | 0 | 0 | 0 | 0 | 0 | 0 | 0 | 0 | 0 | 0 | 0 | 0 | [13 empty] | 1 | 781 | 1 | 781
| Portland | MW2 | 0 | 0 | 0 | 0 | 0 | 0 | 0 | 0 | 0 | 0 | 0 | 0 | [13 empty] | 1 | 778 | 1 | 778
| Portland | TLN | 44.3287 | 45.45 | 47.1963 | 50.165 | 55.0712 | 58.9838 | 62.585 | 62.765 | 60.095 | 53.56 | 47.5888 | 43.9775 | [15 empty] | 1 | 781
| Portland | TLX | 44.3287 | 45.45 | 47.1963 | 50.165 | 55.0712 | 58.9838 | 62.585 | 62.765 | 60.095 | 53.56 | 47.5888 | 43.9775 | [15 empty] | 1 | 782
| Portland | TLA | 44.7575 | 46.2 | 48.2925 | 51.73 | 56.9925 | 61.0175 | 64.72 | 64.63 | 61.59 | 54.47 | 48.0775 | 44.355 | [15 empty] | 1 | 784
| Portland | PVN1 | 0.0048117 | 0.0050048 | 0.0053193 | 0.0058944 | 0.006966 | 0.0079406 | 0.0089423 | 0.0089952 | 0.0082386 | 0.0066189 | 0.0053924 | 0.0047525
| Portland | x1PVN1 | 0.0048117 | 0.0050048 | 0.0053193 | 0.0058944 | 0.006966 | 0.0079406 | 0.0089423 | 0.0089952 | 0.0082386 | 0.0066189 | 0.0053924 | 0.0047525
| Portland | PVN2 | 0 | 0 | 0 | 0 | 0 | 0 | 0 | 0 | 0 | 0 | 0 | 0
| Portland | x2PVN2 | 0 | 0 | 0 | 0 | 0 | 0 | 0 | 0 | 0 | 0 | 0 | 0
| Portland | PVNT | 0.0048117 | 0.0050048 | 0.0053193 | 0.0058944 | 0.006966 | 0.0079406 | 0.0089423 | 0.0089952 | 0.0082386 | 0.0066189 | 0.0053924 | 0.0047525
| Portland | PVX1 | 0.0048117 | 0.0050048 | 0.0053193 | 0.0058944 | 0.006966 | 0.0079406 | 0.0089423 | 0.0089952 | 0.0082386 | 0.0066189 | 0.0053924 | 0.0047525
| Portland | x1PVX1 | 0.0048117 | 0.0050048 | 0.0053193 | 0.0058944 | 0.006966 | 0.0079406 | 0.0089423 | 0.0089952 | 0.0082386 | 0.0066189 | 0.0053924 | 0.0047525
| Portland | PVX2 | 0 | 0 | 0 | 0 | 0 | 0 | 0 | 0 | 0 | 0 | 0 | 0
| Portland | x2PVX2 | 0 | 0 | 0 | 0 | 0 | 0 | 0 | 0 | 0 | 0 | 0 | 0
| Portland | PVXT | 0.0048117 | 0.0050048 | 0.0053193 | 0.0058944 | 0.006966 | 0.0079406 | 0.0089423 | 0.0089952 | 0.0082386 | 0.0066189 | 0.0053924 | 0.0047525
| Portland | PVA1 | 0.0048847 | 0.0051378 | 0.0055256 | 0.0062191 | 0.0074305 | 0.0084934 | 0.0095874 | 0.0095594 | 0.008655 | 0.006826 | 0.0054846 | 0.0048161
| Portland | x1PVA1 | 0.0048847 | 0.0051378 | 0.0055256 | 0.0062191 | 0.0074305 | 0.0084934 | 0.0095874 | 0.0095594 | 0.008655 | 0.006826 | 0.0054846 | 0.0048161
| Portland | PVA2 | 0 | 0 | 0 | 0 | 0 | 0 | 0 | 0 | 0 | 0 | 0 | 0
| Portland | x2PVA2 | 0 | 0 | 0 | 0 | 0 | 0 | 0 | 0 | 0 | 0 | 0 | 0
| Portland | PVAT | 0.0048847 | 0.0051378 | 0.0055256 | 0.0062191 | 0.0074305 | 0.0084934 | 0.0095874 | 0.0095594 | 0.008655 | 0.006826 | 0.0054846 | 0.0048161
| Portland | y1 | 1 | 1 | 1 | 1 | 1 | 1 | 1 | 1 | 1 | 1 | 1 | 1
| Portland | MWV1 | 130 | 130 | 130 | 130 | 130 | 130 | 130 | 130 | 130 | 130 | 130 | 130
| Portland | y2 | 0 | 0 | 0 | 0 | 0 | 0 | 0 | 0 | 0 | 0 | 0 | 0
| Portland | MWV2 | 0 | 0 | 0 | 0 | 0 | 0 | 0 | 0 | 0 | 0 | 0 | 0
| Portland | MWVT | 130 | 130 | 130 | 130 | 130 | 130 | 130 | 130 | 130 | 130 | 130 | 130
FX - 57 | Portland | PA | 14.7 | 14.7 | 14.7 | 14.7 | 14.7 | 14.7 | 14.7 | 14.7 | 14.7 | 14.7 | 14.7 | 14.7 |  | 113 | 1 | 3 | 1 | 19 | 20 | 25 | 1 | 2 | 5 | 15 |  |  | 785 |  | 785
| Portland | PBP | 0.03 | 0.03 | 0.03 | 0.03 | 0.03 | 0.03 | 0.03 | 0.03 | 0.03 | 0.03 | 0.03 | 0.03 | [12 empty] | 15
| Portland | PBV | -0.03 | -0.03 | -0.03 | -0.03 | -0.03 | -0.03 | -0.03 | -0.03 | -0.03 | -0.03 | -0.03 | -0.03 | [12 empty] | 16
| Portland | Comp 1 Name | Jet kerosene | Jet kerosene | Jet kerosene | Jet kerosene | Jet kerosene | Jet kerosene | Jet kerosene | Jet kerosene | Jet kerosene | Jet kerosene | Jet kerosene | Jet kerosene | [13 empty] | 1 | 785 | 1 | 785
| Portland | Comp 1 Type | Select Pet Stock | Select Pet Stock | Select Pet Stock | Select Pet Stock | Select Pet Stock | Select Pet Stock | Select Pet Stock | Select Pet Stock | Select Pet Stock | Select Pet Stock | Select Pet Stock | Select Pet Stock | [13 empty] | 1 | 787 | 1 | 788
| Portland | Comp 2 Name | 0 | 0 | 0 | 0 | 0 | 0 | 0 | 0 | 0 | 0 | 0 | 0 | [13 empty] | 1 | 786 | 1 | 786
| Portland | Comp 2 Type | 0 | 0 | 0 | 0 | 0 | 0 | 0 | 0 | 0 | 0 | 0 | 0 | [13 empty] | 1 | 788 | 1 | 788
| Portland | x1 | 1 | 1 | 1 | 1 | 1 | 1 | 1 | 1 | 1 | 1 | 1 | 1 | [13 empty] | 1 | 794 | 1 | 794
| Portland | MW1 | 162 | 162 | 162 | 162 | 162 | 162 | 162 | 162 | 162 | 162 | 162 | 162 | [13 empty] | 1 | 791 | 1 | 791
| Portland | x2 | 0 | 0 | 0 | 0 | 0 | 0 | 0 | 0 | 0 | 0 | 0 | 0 | [13 empty] | 1 | 795 | 1 | 795
| Portland | MW2 | 0 | 0 | 0 | 0 | 0 | 0 | 0 | 0 | 0 | 0 | 0 | 0 | [13 empty] | 1 | 792 | 1 | 792
| Portland | TLN | 44.3287 | 45.45 | 47.1963 | 50.165 | 55.0712 | 58.9838 | 62.585 | 62.765 | 60.095 | 53.56 | 47.5888 | 43.9775 | [15 empty] | 1 | 795
| Portland | TLX | 44.3287 | 45.45 | 47.1963 | 50.165 | 55.0712 | 58.9838 | 62.585 | 62.765 | 60.095 | 53.56 | 47.5888 | 43.9775 | [15 empty] | 1 | 796
| Portland | TLA | 44.7575 | 46.2 | 48.2925 | 51.73 | 56.9925 | 61.0175 | 64.72 | 64.63 | 61.59 | 54.47 | 48.0775 | 44.355 | [15 empty] | 1 | 798
| Portland | PVN1 | 0.0048117 | 0.0050048 | 0.0053193 | 0.0058944 | 0.006966 | 0.0079406 | 0.0089423 | 0.0089952 | 0.0082386 | 0.0066189 | 0.0053924 | 0.0047525
| Portland | x1PVN1 | 0.0048117 | 0.0050048 | 0.0053193 | 0.0058944 | 0.006966 | 0.0079406 | 0.0089423 | 0.0089952 | 0.0082386 | 0.0066189 | 0.0053924 | 0.0047525
| Portland | PVN2 | 0 | 0 | 0 | 0 | 0 | 0 | 0 | 0 | 0 | 0 | 0 | 0
| Portland | x2PVN2 | 0 | 0 | 0 | 0 | 0 | 0 | 0 | 0 | 0 | 0 | 0 | 0
| Portland | PVNT | 0.0048117 | 0.0050048 | 0.0053193 | 0.0058944 | 0.006966 | 0.0079406 | 0.0089423 | 0.0089952 | 0.0082386 | 0.0066189 | 0.0053924 | 0.0047525
| Portland | PVX1 | 0.0048117 | 0.0050048 | 0.0053193 | 0.0058944 | 0.006966 | 0.0079406 | 0.0089423 | 0.0089952 | 0.0082386 | 0.0066189 | 0.0053924 | 0.0047525
| Portland | x1PVX1 | 0.0048117 | 0.0050048 | 0.0053193 | 0.0058944 | 0.006966 | 0.0079406 | 0.0089423 | 0.0089952 | 0.0082386 | 0.0066189 | 0.0053924 | 0.0047525
| Portland | PVX2 | 0 | 0 | 0 | 0 | 0 | 0 | 0 | 0 | 0 | 0 | 0 | 0
| Portland | x2PVX2 | 0 | 0 | 0 | 0 | 0 | 0 | 0 | 0 | 0 | 0 | 0 | 0
| Portland | PVXT | 0.0048117 | 0.0050048 | 0.0053193 | 0.0058944 | 0.006966 | 0.0079406 | 0.0089423 | 0.0089952 | 0.0082386 | 0.0066189 | 0.0053924 | 0.0047525
| Portland | PVA1 | 0.0048847 | 0.0051378 | 0.0055256 | 0.0062191 | 0.0074305 | 0.0084934 | 0.0095874 | 0.0095594 | 0.008655 | 0.006826 | 0.0054846 | 0.0048161
| Portland | x1PVA1 | 0.0048847 | 0.0051378 | 0.0055256 | 0.0062191 | 0.0074305 | 0.0084934 | 0.0095874 | 0.0095594 | 0.008655 | 0.006826 | 0.0054846 | 0.0048161
| Portland | PVA2 | 0 | 0 | 0 | 0 | 0 | 0 | 0 | 0 | 0 | 0 | 0 | 0
| Portland | x2PVA2 | 0 | 0 | 0 | 0 | 0 | 0 | 0 | 0 | 0 | 0 | 0 | 0
| Portland | PVAT | 0.0048847 | 0.0051378 | 0.0055256 | 0.0062191 | 0.0074305 | 0.0084934 | 0.0095874 | 0.0095594 | 0.008655 | 0.006826 | 0.0054846 | 0.0048161
| Portland | y1 | 1 | 1 | 1 | 1 | 1 | 1 | 1 | 1 | 1 | 1 | 1 | 1
| Portland | MWV1 | 130 | 130 | 130 | 130 | 130 | 130 | 130 | 130 | 130 | 130 | 130 | 130
| Portland | y2 | 0 | 0 | 0 | 0 | 0 | 0 | 0 | 0 | 0 | 0 | 0 | 0
| Portland | MWV2 | 0 | 0 | 0 | 0 | 0 | 0 | 0 | 0 | 0 | 0 | 0 | 0
| Portland | MWVT | 130 | 130 | 130 | 130 | 130 | 130 | 130 | 130 | 130 | 130 | 130 | 130
FX - 58 | Portland | PA | 14.7 | 14.7 | 14.7 | 14.7 | 14.7 | 14.7 | 14.7 | 14.7 | 14.7 | 14.7 | 14.7 | 14.7 |  | 115 | 1 | 3 | 1 | 19 | 20 | 25 | 1 | 2 | 5 | 15 |  |  | 799 |  | 799
| Portland | PBP | 0.03 | 0.03 | 0.03 | 0.03 | 0.03 | 0.03 | 0.03 | 0.03 | 0.03 | 0.03 | 0.03 | 0.03 | [12 empty] | 15
| Portland | PBV | -0.03 | -0.03 | -0.03 | -0.03 | -0.03 | -0.03 | -0.03 | -0.03 | -0.03 | -0.03 | -0.03 | -0.03 | [12 empty] | 16
| Portland | Comp 1 Name | Jet kerosene | Jet kerosene | Jet kerosene | Jet kerosene | Jet kerosene | Jet kerosene | Jet kerosene | Jet kerosene | Jet kerosene | Jet kerosene | Jet kerosene | Jet kerosene | [13 empty] | 1 | 799 | 1 | 799
| Portland | Comp 1 Type | Select Pet Stock | Select Pet Stock | Select Pet Stock | Select Pet Stock | Select Pet Stock | Select Pet Stock | Select Pet Stock | Select Pet Stock | Select Pet Stock | Select Pet Stock | Select Pet Stock | Select Pet Stock | [13 empty] | 1 | 801 | 1 | 802
| Portland | Comp 2 Name | 0 | 0 | 0 | 0 | 0 | 0 | 0 | 0 | 0 | 0 | 0 | 0 | [13 empty] | 1 | 800 | 1 | 800
| Portland | Comp 2 Type | 0 | 0 | 0 | 0 | 0 | 0 | 0 | 0 | 0 | 0 | 0 | 0 | [13 empty] | 1 | 802 | 1 | 802
| Portland | x1 | 1 | 1 | 1 | 1 | 1 | 1 | 1 | 1 | 1 | 1 | 1 | 1 | [13 empty] | 1 | 808 | 1 | 808
| Portland | MW1 | 162 | 162 | 162 | 162 | 162 | 162 | 162 | 162 | 162 | 162 | 162 | 162 | [13 empty] | 1 | 805 | 1 | 805
| Portland | x2 | 0 | 0 | 0 | 0 | 0 | 0 | 0 | 0 | 0 | 0 | 0 | 0 | [13 empty] | 1 | 809 | 1 | 809
| Portland | MW2 | 0 | 0 | 0 | 0 | 0 | 0 | 0 | 0 | 0 | 0 | 0 | 0 | [13 empty] | 1 | 806 | 1 | 806
| Portland | TLN | 44.3287 | 45.45 | 47.1963 | 50.165 | 55.0712 | 58.9838 | 62.585 | 62.765 | 60.095 | 53.56 | 47.5888 | 43.9775 | [15 empty] | 1 | 809
| Portland | TLX | 44.3287 | 45.45 | 47.1963 | 50.165 | 55.0712 | 58.9838 | 62.585 | 62.765 | 60.095 | 53.56 | 47.5888 | 43.9775 | [15 empty] | 1 | 810
| Portland | TLA | 44.7575 | 46.2 | 48.2925 | 51.73 | 56.9925 | 61.0175 | 64.72 | 64.63 | 61.59 | 54.47 | 48.0775 | 44.355 | [15 empty] | 1 | 812
| Portland | PVN1 | 0.0048117 | 0.0050048 | 0.0053193 | 0.0058944 | 0.006966 | 0.0079406 | 0.0089423 | 0.0089952 | 0.0082386 | 0.0066189 | 0.0053924 | 0.0047525
| Portland | x1PVN1 | 0.0048117 | 0.0050048 | 0.0053193 | 0.0058944 | 0.006966 | 0.0079406 | 0.0089423 | 0.0089952 | 0.0082386 | 0.0066189 | 0.0053924 | 0.0047525
| Portland | PVN2 | 0 | 0 | 0 | 0 | 0 | 0 | 0 | 0 | 0 | 0 | 0 | 0
| Portland | x2PVN2 | 0 | 0 | 0 | 0 | 0 | 0 | 0 | 0 | 0 | 0 | 0 | 0
| Portland | PVNT | 0.0048117 | 0.0050048 | 0.0053193 | 0.0058944 | 0.006966 | 0.0079406 | 0.0089423 | 0.0089952 | 0.0082386 | 0.0066189 | 0.0053924 | 0.0047525
| Portland | PVX1 | 0.0048117 | 0.0050048 | 0.0053193 | 0.0058944 | 0.006966 | 0.0079406 | 0.0089423 | 0.0089952 | 0.0082386 | 0.0066189 | 0.0053924 | 0.0047525
| Portland | x1PVX1 | 0.0048117 | 0.0050048 | 0.0053193 | 0.0058944 | 0.006966 | 0.0079406 | 0.0089423 | 0.0089952 | 0.0082386 | 0.0066189 | 0.0053924 | 0.0047525
| Portland | PVX2 | 0 | 0 | 0 | 0 | 0 | 0 | 0 | 0 | 0 | 0 | 0 | 0
| Portland | x2PVX2 | 0 | 0 | 0 | 0 | 0 | 0 | 0 | 0 | 0 | 0 | 0 | 0
| Portland | PVXT | 0.0048117 | 0.0050048 | 0.0053193 | 0.0058944 | 0.006966 | 0.0079406 | 0.0089423 | 0.0089952 | 0.0082386 | 0.0066189 | 0.0053924 | 0.0047525
| Portland | PVA1 | 0.0048847 | 0.0051378 | 0.0055256 | 0.0062191 | 0.0074305 | 0.0084934 | 0.0095874 | 0.0095594 | 0.008655 | 0.006826 | 0.0054846 | 0.0048161
| Portland | x1PVA1 | 0.0048847 | 0.0051378 | 0.0055256 | 0.0062191 | 0.0074305 | 0.0084934 | 0.0095874 | 0.0095594 | 0.008655 | 0.006826 | 0.0054846 | 0.0048161
| Portland | PVA2 | 0 | 0 | 0 | 0 | 0 | 0 | 0 | 0 | 0 | 0 | 0 | 0
| Portland | x2PVA2 | 0 | 0 | 0 | 0 | 0 | 0 | 0 | 0 | 0 | 0 | 0 | 0
| Portland | PVAT | 0.0048847 | 0.0051378 | 0.0055256 | 0.0062191 | 0.0074305 | 0.0084934 | 0.0095874 | 0.0095594 | 0.008655 | 0.006826 | 0.0054846 | 0.0048161
| Portland | y1 | 1 | 1 | 1 | 1 | 1 | 1 | 1 | 1 | 1 | 1 | 1 | 1
| Portland | MWV1 | 130 | 130 | 130 | 130 | 130 | 130 | 130 | 130 | 130 | 130 | 130 | 130
| Portland | y2 | 0 | 0 | 0 | 0 | 0 | 0 | 0 | 0 | 0 | 0 | 0 | 0
| Portland | MWV2 | 0 | 0 | 0 | 0 | 0 | 0 | 0 | 0 | 0 | 0 | 0 | 0
| Portland | MWVT | 130 | 130 | 130 | 130 | 130 | 130 | 130 | 130 | 130 | 130 | 130 | 130
FX - 59 | Portland | PA | 14.7 | 14.7 | 14.7 | 14.7 | 14.7 | 14.7 | 14.7 | 14.7 | 14.7 | 14.7 | 14.7 | 14.7 |  | 117 | 1 | 3 | 1 | 19 | 20 | 25 | 1 | 2 | 5 | 15 |  |  | 813 |  | 813
| Portland | PBP | 0.03 | 0.03 | 0.03 | 0.03 | 0.03 | 0.03 | 0.03 | 0.03 | 0.03 | 0.03 | 0.03 | 0.03 | [12 empty] | 15
| Portland | PBV | -0.03 | -0.03 | -0.03 | -0.03 | -0.03 | -0.03 | -0.03 | -0.03 | -0.03 | -0.03 | -0.03 | -0.03 | [12 empty] | 16
| Portland | Comp 1 Name | Jet kerosene | Jet kerosene | Jet kerosene | Jet kerosene | Jet kerosene | Jet kerosene | Jet kerosene | Jet kerosene | Jet kerosene | Jet kerosene | Jet kerosene | Jet kerosene | [13 empty] | 1 | 813 | 1 | 813
| Portland | Comp 1 Type | Select Pet Stock | Select Pet Stock | Select Pet Stock | Select Pet Stock | Select Pet Stock | Select Pet Stock | Select Pet Stock | Select Pet Stock | Select Pet Stock | Select Pet Stock | Select Pet Stock | Select Pet Stock | [13 empty] | 1 | 815 | 1 | 816
| Portland | Comp 2 Name | 0 | 0 | 0 | 0 | 0 | 0 | 0 | 0 | 0 | 0 | 0 | 0 | [13 empty] | 1 | 814 | 1 | 814
| Portland | Comp 2 Type | 0 | 0 | 0 | 0 | 0 | 0 | 0 | 0 | 0 | 0 | 0 | 0 | [13 empty] | 1 | 816 | 1 | 816
| Portland | x1 | 1 | 1 | 1 | 1 | 1 | 1 | 1 | 1 | 1 | 1 | 1 | 1 | [13 empty] | 1 | 822 | 1 | 822
| Portland | MW1 | 162 | 162 | 162 | 162 | 162 | 162 | 162 | 162 | 162 | 162 | 162 | 162 | [13 empty] | 1 | 819 | 1 | 819
| Portland | x2 | 0 | 0 | 0 | 0 | 0 | 0 | 0 | 0 | 0 | 0 | 0 | 0 | [13 empty] | 1 | 823 | 1 | 823
| Portland | MW2 | 0 | 0 | 0 | 0 | 0 | 0 | 0 | 0 | 0 | 0 | 0 | 0 | [13 empty] | 1 | 820 | 1 | 820
| Portland | TLN | 44.3287 | 45.45 | 47.1963 | 50.165 | 55.0712 | 58.9838 | 62.585 | 62.765 | 60.095 | 53.56 | 47.5888 | 43.9775 | [15 empty] | 1 | 823
| Portland | TLX | 44.3287 | 45.45 | 47.1963 | 50.165 | 55.0712 | 58.9838 | 62.585 | 62.765 | 60.095 | 53.56 | 47.5888 | 43.9775 | [15 empty] | 1 | 824
| Portland | TLA | 44.7575 | 46.2 | 48.2925 | 51.73 | 56.9925 | 61.0175 | 64.72 | 64.63 | 61.59 | 54.47 | 48.0775 | 44.355 | [15 empty] | 1 | 826
| Portland | PVN1 | 0.0048117 | 0.0050048 | 0.0053193 | 0.0058944 | 0.006966 | 0.0079406 | 0.0089423 | 0.0089952 | 0.0082386 | 0.0066189 | 0.0053924 | 0.0047525
| Portland | x1PVN1 | 0.0048117 | 0.0050048 | 0.0053193 | 0.0058944 | 0.006966 | 0.0079406 | 0.0089423 | 0.0089952 | 0.0082386 | 0.0066189 | 0.0053924 | 0.0047525
| Portland | PVN2 | 0 | 0 | 0 | 0 | 0 | 0 | 0 | 0 | 0 | 0 | 0 | 0
| Portland | x2PVN2 | 0 | 0 | 0 | 0 | 0 | 0 | 0 | 0 | 0 | 0 | 0 | 0
| Portland | PVNT | 0.0048117 | 0.0050048 | 0.0053193 | 0.0058944 | 0.006966 | 0.0079406 | 0.0089423 | 0.0089952 | 0.0082386 | 0.0066189 | 0.0053924 | 0.0047525
| Portland | PVX1 | 0.0048117 | 0.0050048 | 0.0053193 | 0.0058944 | 0.006966 | 0.0079406 | 0.0089423 | 0.0089952 | 0.0082386 | 0.0066189 | 0.0053924 | 0.0047525
| Portland | x1PVX1 | 0.0048117 | 0.0050048 | 0.0053193 | 0.0058944 | 0.006966 | 0.0079406 | 0.0089423 | 0.0089952 | 0.0082386 | 0.0066189 | 0.0053924 | 0.0047525
| Portland | PVX2 | 0 | 0 | 0 | 0 | 0 | 0 | 0 | 0 | 0 | 0 | 0 | 0
| Portland | x2PVX2 | 0 | 0 | 0 | 0 | 0 | 0 | 0 | 0 | 0 | 0 | 0 | 0
| Portland | PVXT | 0.0048117 | 0.0050048 | 0.0053193 | 0.0058944 | 0.006966 | 0.0079406 | 0.0089423 | 0.0089952 | 0.0082386 | 0.0066189 | 0.0053924 | 0.0047525
| Portland | PVA1 | 0.0048847 | 0.0051378 | 0.0055256 | 0.0062191 | 0.0074305 | 0.0084934 | 0.0095874 | 0.0095594 | 0.008655 | 0.006826 | 0.0054846 | 0.0048161
| Portland | x1PVA1 | 0.0048847 | 0.0051378 | 0.0055256 | 0.0062191 | 0.0074305 | 0.0084934 | 0.0095874 | 0.0095594 | 0.008655 | 0.006826 | 0.0054846 | 0.0048161
| Portland | PVA2 | 0 | 0 | 0 | 0 | 0 | 0 | 0 | 0 | 0 | 0 | 0 | 0
| Portland | x2PVA2 | 0 | 0 | 0 | 0 | 0 | 0 | 0 | 0 | 0 | 0 | 0 | 0
| Portland | PVAT | 0.0048847 | 0.0051378 | 0.0055256 | 0.0062191 | 0.0074305 | 0.0084934 | 0.0095874 | 0.0095594 | 0.008655 | 0.006826 | 0.0054846 | 0.0048161
| Portland | y1 | 1 | 1 | 1 | 1 | 1 | 1 | 1 | 1 | 1 | 1 | 1 | 1
| Portland | MWV1 | 130 | 130 | 130 | 130 | 130 | 130 | 130 | 130 | 130 | 130 | 130 | 130
| Portland | y2 | 0 | 0 | 0 | 0 | 0 | 0 | 0 | 0 | 0 | 0 | 0 | 0
| Portland | MWV2 | 0 | 0 | 0 | 0 | 0 | 0 | 0 | 0 | 0 | 0 | 0 | 0
| Portland | MWVT | 130 | 130 | 130 | 130 | 130 | 130 | 130 | 130 | 130 | 130 | 130 | 130
FX - 60 | Portland | PA | 14.7 | 14.7 | 14.7 | 14.7 | 14.7 | 14.7 | 14.7 | 14.7 | 14.7 | 14.7 | 14.7 | 14.7 |  | 119 | 1 | 3 | 1 | 19 | 20 | 25 | 1 | 2 | 5 | 15 |  |  | 827 |  | 827
| Portland | PBP | 0.03 | 0.03 | 0.03 | 0.03 | 0.03 | 0.03 | 0.03 | 0.03 | 0.03 | 0.03 | 0.03 | 0.03 | [12 empty] | 15
| Portland | PBV | -0.03 | -0.03 | -0.03 | -0.03 | -0.03 | -0.03 | -0.03 | -0.03 | -0.03 | -0.03 | -0.03 | -0.03 | [12 empty] | 16
| Portland | Comp 1 Name | Jet kerosene | Jet kerosene | Jet kerosene | Jet kerosene | Jet kerosene | Jet kerosene | Jet kerosene | Jet kerosene | Jet kerosene | Jet kerosene | Jet kerosene | Jet kerosene | [13 empty] | 1 | 827 | 1 | 827
| Portland | Comp 1 Type | Select Pet Stock | Select Pet Stock | Select Pet Stock | Select Pet Stock | Select Pet Stock | Select Pet Stock | Select Pet Stock | Select Pet Stock | Select Pet Stock | Select Pet Stock | Select Pet Stock | Select Pet Stock | [13 empty] | 1 | 829 | 1 | 830
| Portland | Comp 2 Name | 0 | 0 | 0 | 0 | 0 | 0 | 0 | 0 | 0 | 0 | 0 | 0 | [13 empty] | 1 | 828 | 1 | 828
| Portland | Comp 2 Type | 0 | 0 | 0 | 0 | 0 | 0 | 0 | 0 | 0 | 0 | 0 | 0 | [13 empty] | 1 | 830 | 1 | 830
| Portland | x1 | 1 | 1 | 1 | 1 | 1 | 1 | 1 | 1 | 1 | 1 | 1 | 1 | [13 empty] | 1 | 836 | 1 | 836
| Portland | MW1 | 162 | 162 | 162 | 162 | 162 | 162 | 162 | 162 | 162 | 162 | 162 | 162 | [13 empty] | 1 | 833 | 1 | 833
| Portland | x2 | 0 | 0 | 0 | 0 | 0 | 0 | 0 | 0 | 0 | 0 | 0 | 0 | [13 empty] | 1 | 837 | 1 | 837
| Portland | MW2 | 0 | 0 | 0 | 0 | 0 | 0 | 0 | 0 | 0 | 0 | 0 | 0 | [13 empty] | 1 | 834 | 1 | 834
| Portland | TLN | 44.3287 | 45.45 | 47.1963 | 50.165 | 55.0712 | 58.9838 | 62.585 | 62.765 | 60.095 | 53.56 | 47.5888 | 43.9775 | [15 empty] | 1 | 837
| Portland | TLX | 44.3287 | 45.45 | 47.1963 | 50.165 | 55.0712 | 58.9838 | 62.585 | 62.765 | 60.095 | 53.56 | 47.5888 | 43.9775 | [15 empty] | 1 | 838
| Portland | TLA | 44.7575 | 46.2 | 48.2925 | 51.73 | 56.9925 | 61.0175 | 64.72 | 64.63 | 61.59 | 54.47 | 48.0775 | 44.355 | [15 empty] | 1 | 840
| Portland | PVN1 | 0.0048117 | 0.0050048 | 0.0053193 | 0.0058944 | 0.006966 | 0.0079406 | 0.0089423 | 0.0089952 | 0.0082386 | 0.0066189 | 0.0053924 | 0.0047525
| Portland | x1PVN1 | 0.0048117 | 0.0050048 | 0.0053193 | 0.0058944 | 0.006966 | 0.0079406 | 0.0089423 | 0.0089952 | 0.0082386 | 0.0066189 | 0.0053924 | 0.0047525
| Portland | PVN2 | 0 | 0 | 0 | 0 | 0 | 0 | 0 | 0 | 0 | 0 | 0 | 0
| Portland | x2PVN2 | 0 | 0 | 0 | 0 | 0 | 0 | 0 | 0 | 0 | 0 | 0 | 0
| Portland | PVNT | 0.0048117 | 0.0050048 | 0.0053193 | 0.0058944 | 0.006966 | 0.0079406 | 0.0089423 | 0.0089952 | 0.0082386 | 0.0066189 | 0.0053924 | 0.0047525
| Portland | PVX1 | 0.0048117 | 0.0050048 | 0.0053193 | 0.0058944 | 0.006966 | 0.0079406 | 0.0089423 | 0.0089952 | 0.0082386 | 0.0066189 | 0.0053924 | 0.0047525
| Portland | x1PVX1 | 0.0048117 | 0.0050048 | 0.0053193 | 0.0058944 | 0.006966 | 0.0079406 | 0.0089423 | 0.0089952 | 0.0082386 | 0.0066189 | 0.0053924 | 0.0047525
| Portland | PVX2 | 0 | 0 | 0 | 0 | 0 | 0 | 0 | 0 | 0 | 0 | 0 | 0
| Portland | x2PVX2 | 0 | 0 | 0 | 0 | 0 | 0 | 0 | 0 | 0 | 0 | 0 | 0
| Portland | PVXT | 0.0048117 | 0.0050048 | 0.0053193 | 0.0058944 | 0.006966 | 0.0079406 | 0.0089423 | 0.0089952 | 0.0082386 | 0.0066189 | 0.0053924 | 0.0047525
| Portland | PVA1 | 0.0048847 | 0.0051378 | 0.0055256 | 0.0062191 | 0.0074305 | 0.0084934 | 0.0095874 | 0.0095594 | 0.008655 | 0.006826 | 0.0054846 | 0.0048161
| Portland | x1PVA1 | 0.0048847 | 0.0051378 | 0.0055256 | 0.0062191 | 0.0074305 | 0.0084934 | 0.0095874 | 0.0095594 | 0.008655 | 0.006826 | 0.0054846 | 0.0048161
| Portland | PVA2 | 0 | 0 | 0 | 0 | 0 | 0 | 0 | 0 | 0 | 0 | 0 | 0
| Portland | x2PVA2 | 0 | 0 | 0 | 0 | 0 | 0 | 0 | 0 | 0 | 0 | 0 | 0
| Portland | PVAT | 0.0048847 | 0.0051378 | 0.0055256 | 0.0062191 | 0.0074305 | 0.0084934 | 0.0095874 | 0.0095594 | 0.008655 | 0.006826 | 0.0054846 | 0.0048161
| Portland | y1 | 1 | 1 | 1 | 1 | 1 | 1 | 1 | 1 | 1 | 1 | 1 | 1
| Portland | MWV1 | 130 | 130 | 130 | 130 | 130 | 130 | 130 | 130 | 130 | 130 | 130 | 130
| Portland | y2 | 0 | 0 | 0 | 0 | 0 | 0 | 0 | 0 | 0 | 0 | 0 | 0
| Portland | MWV2 | 0 | 0 | 0 | 0 | 0 | 0 | 0 | 0 | 0 | 0 | 0 | 0
| Portland | MWVT | 130 | 130 | 130 | 130 | 130 | 130 | 130 | 130 | 130 | 130 | 130 | 130
FX - 61 | Portland | PA | 14.7 | 14.7 | 14.7 | 14.7 | 14.7 | 14.7 | 14.7 | 14.7 | 14.7 | 14.7 | 14.7 | 14.7 |  | 121 | 1 | 3 | 1 | 19 | 20 | 25 | 1 | 2 | 5 | 15 |  |  | 841 |  | 841
| Portland | PBP | 0.03 | 0.03 | 0.03 | 0.03 | 0.03 | 0.03 | 0.03 | 0.03 | 0.03 | 0.03 | 0.03 | 0.03 | [12 empty] | 15
| Portland | PBV | -0.03 | -0.03 | -0.03 | -0.03 | -0.03 | -0.03 | -0.03 | -0.03 | -0.03 | -0.03 | -0.03 | -0.03 | [12 empty] | 16
| Portland | Comp 1 Name | Jet kerosene | Jet kerosene | Jet kerosene | Jet kerosene | Jet kerosene | Jet kerosene | Jet kerosene | Jet kerosene | Jet kerosene | Jet kerosene | Jet kerosene | Jet kerosene | [13 empty] | 1 | 841 | 1 | 841
| Portland | Comp 1 Type | Select Pet Stock | Select Pet Stock | Select Pet Stock | Select Pet Stock | Select Pet Stock | Select Pet Stock | Select Pet Stock | Select Pet Stock | Select Pet Stock | Select Pet Stock | Select Pet Stock | Select Pet Stock | [13 empty] | 1 | 843 | 1 | 844
| Portland | Comp 2 Name | 0 | 0 | 0 | 0 | 0 | 0 | 0 | 0 | 0 | 0 | 0 | 0 | [13 empty] | 1 | 842 | 1 | 842
| Portland | Comp 2 Type | 0 | 0 | 0 | 0 | 0 | 0 | 0 | 0 | 0 | 0 | 0 | 0 | [13 empty] | 1 | 844 | 1 | 844
| Portland | x1 | 1 | 1 | 1 | 1 | 1 | 1 | 1 | 1 | 1 | 1 | 1 | 1 | [13 empty] | 1 | 850 | 1 | 850
| Portland | MW1 | 162 | 162 | 162 | 162 | 162 | 162 | 162 | 162 | 162 | 162 | 162 | 162 | [13 empty] | 1 | 847 | 1 | 847
| Portland | x2 | 0 | 0 | 0 | 0 | 0 | 0 | 0 | 0 | 0 | 0 | 0 | 0 | [13 empty] | 1 | 851 | 1 | 851
| Portland | MW2 | 0 | 0 | 0 | 0 | 0 | 0 | 0 | 0 | 0 | 0 | 0 | 0 | [13 empty] | 1 | 848 | 1 | 848
| Portland | TLN | 44.3287 | 45.45 | 47.1963 | 50.165 | 55.0712 | 58.9838 | 62.585 | 62.765 | 60.095 | 53.56 | 47.5888 | 43.9775 | [15 empty] | 1 | 851
| Portland | TLX | 44.3287 | 45.45 | 47.1963 | 50.165 | 55.0712 | 58.9838 | 62.585 | 62.765 | 60.095 | 53.56 | 47.5888 | 43.9775 | [15 empty] | 1 | 852
| Portland | TLA | 44.7575 | 46.2 | 48.2925 | 51.73 | 56.9925 | 61.0175 | 64.72 | 64.63 | 61.59 | 54.47 | 48.0775 | 44.355 | [15 empty] | 1 | 854
| Portland | PVN1 | 0.0048117 | 0.0050048 | 0.0053193 | 0.0058944 | 0.006966 | 0.0079406 | 0.0089423 | 0.0089952 | 0.0082386 | 0.0066189 | 0.0053924 | 0.0047525
| Portland | x1PVN1 | 0.0048117 | 0.0050048 | 0.0053193 | 0.0058944 | 0.006966 | 0.0079406 | 0.0089423 | 0.0089952 | 0.0082386 | 0.0066189 | 0.0053924 | 0.0047525
| Portland | PVN2 | 0 | 0 | 0 | 0 | 0 | 0 | 0 | 0 | 0 | 0 | 0 | 0
| Portland | x2PVN2 | 0 | 0 | 0 | 0 | 0 | 0 | 0 | 0 | 0 | 0 | 0 | 0
| Portland | PVNT | 0.0048117 | 0.0050048 | 0.0053193 | 0.0058944 | 0.006966 | 0.0079406 | 0.0089423 | 0.0089952 | 0.0082386 | 0.0066189 | 0.0053924 | 0.0047525
| Portland | PVX1 | 0.0048117 | 0.0050048 | 0.0053193 | 0.0058944 | 0.006966 | 0.0079406 | 0.0089423 | 0.0089952 | 0.0082386 | 0.0066189 | 0.0053924 | 0.0047525
| Portland | x1PVX1 | 0.0048117 | 0.0050048 | 0.0053193 | 0.0058944 | 0.006966 | 0.0079406 | 0.0089423 | 0.0089952 | 0.0082386 | 0.0066189 | 0.0053924 | 0.0047525
| Portland | PVX2 | 0 | 0 | 0 | 0 | 0 | 0 | 0 | 0 | 0 | 0 | 0 | 0
| Portland | x2PVX2 | 0 | 0 | 0 | 0 | 0 | 0 | 0 | 0 | 0 | 0 | 0 | 0
| Portland | PVXT | 0.0048117 | 0.0050048 | 0.0053193 | 0.0058944 | 0.006966 | 0.0079406 | 0.0089423 | 0.0089952 | 0.0082386 | 0.0066189 | 0.0053924 | 0.0047525
| Portland | PVA1 | 0.0048847 | 0.0051378 | 0.0055256 | 0.0062191 | 0.0074305 | 0.0084934 | 0.0095874 | 0.0095594 | 0.008655 | 0.006826 | 0.0054846 | 0.0048161
| Portland | x1PVA1 | 0.0048847 | 0.0051378 | 0.0055256 | 0.0062191 | 0.0074305 | 0.0084934 | 0.0095874 | 0.0095594 | 0.008655 | 0.006826 | 0.0054846 | 0.0048161
| Portland | PVA2 | 0 | 0 | 0 | 0 | 0 | 0 | 0 | 0 | 0 | 0 | 0 | 0
| Portland | x2PVA2 | 0 | 0 | 0 | 0 | 0 | 0 | 0 | 0 | 0 | 0 | 0 | 0
| Portland | PVAT | 0.0048847 | 0.0051378 | 0.0055256 | 0.0062191 | 0.0074305 | 0.0084934 | 0.0095874 | 0.0095594 | 0.008655 | 0.006826 | 0.0054846 | 0.0048161
| Portland | y1 | 1 | 1 | 1 | 1 | 1 | 1 | 1 | 1 | 1 | 1 | 1 | 1
| Portland | MWV1 | 130 | 130 | 130 | 130 | 130 | 130 | 130 | 130 | 130 | 130 | 130 | 130
| Portland | y2 | 0 | 0 | 0 | 0 | 0 | 0 | 0 | 0 | 0 | 0 | 0 | 0
| Portland | MWV2 | 0 | 0 | 0 | 0 | 0 | 0 | 0 | 0 | 0 | 0 | 0 | 0
| Portland | MWVT | 130 | 130 | 130 | 130 | 130 | 130 | 130 | 130 | 130 | 130 | 130 | 130
FX - 62 | Portland | PA | 14.7 | 14.7 | 14.7 | 14.7 | 14.7 | 14.7 | 14.7 | 14.7 | 14.7 | 14.7 | 14.7 | 14.7 |  | 123 | 1 | 3 | 1 | 19 | 20 | 25 | 1 | 2 | 5 | 15 |  |  | 855 |  | 855
| Portland | PBP | 0.03 | 0.03 | 0.03 | 0.03 | 0.03 | 0.03 | 0.03 | 0.03 | 0.03 | 0.03 | 0.03 | 0.03 | [12 empty] | 15
| Portland | PBV | -0.03 | -0.03 | -0.03 | -0.03 | -0.03 | -0.03 | -0.03 | -0.03 | -0.03 | -0.03 | -0.03 | -0.03 | [12 empty] | 16
| Portland | Comp 1 Name | Jet kerosene | Jet kerosene | Jet kerosene | Jet kerosene | Jet kerosene | Jet kerosene | Jet kerosene | Jet kerosene | Jet kerosene | Jet kerosene | Jet kerosene | Jet kerosene | [13 empty] | 1 | 855 | 1 | 855
| Portland | Comp 1 Type | Select Pet Stock | Select Pet Stock | Select Pet Stock | Select Pet Stock | Select Pet Stock | Select Pet Stock | Select Pet Stock | Select Pet Stock | Select Pet Stock | Select Pet Stock | Select Pet Stock | Select Pet Stock | [13 empty] | 1 | 857 | 1 | 858
| Portland | Comp 2 Name | 0 | 0 | 0 | 0 | 0 | 0 | 0 | 0 | 0 | 0 | 0 | 0 | [13 empty] | 1 | 856 | 1 | 856
| Portland | Comp 2 Type | 0 | 0 | 0 | 0 | 0 | 0 | 0 | 0 | 0 | 0 | 0 | 0 | [13 empty] | 1 | 858 | 1 | 858
| Portland | x1 | 1 | 1 | 1 | 1 | 1 | 1 | 1 | 1 | 1 | 1 | 1 | 1 | [13 empty] | 1 | 864 | 1 | 864
| Portland | MW1 | 162 | 162 | 162 | 162 | 162 | 162 | 162 | 162 | 162 | 162 | 162 | 162 | [13 empty] | 1 | 861 | 1 | 861
| Portland | x2 | 0 | 0 | 0 | 0 | 0 | 0 | 0 | 0 | 0 | 0 | 0 | 0 | [13 empty] | 1 | 865 | 1 | 865
| Portland | MW2 | 0 | 0 | 0 | 0 | 0 | 0 | 0 | 0 | 0 | 0 | 0 | 0 | [13 empty] | 1 | 862 | 1 | 862
| Portland | TLN | 43.9 | 44.7 | 46.1 | 48.6 | 53.15 | 56.95 | 60.45 | 60.9 | 58.6 | 52.65 | 47.1 | 43.6 | [15 empty] | 1 | 865
| Portland | TLX | 43.9 | 44.7 | 46.1 | 48.6 | 53.15 | 56.95 | 60.45 | 60.9 | 58.6 | 52.65 | 47.1 | 43.6 | [15 empty] | 1 | 866
| Portland | TLA | 43.9 | 44.7 | 46.1 | 48.6 | 53.15 | 56.95 | 60.45 | 60.9 | 58.6 | 52.65 | 47.1 | 43.6 | [15 empty] | 1 | 868
| Portland | PVN1 | 0.0047396 | 0.0048749 | 0.0051199 | 0.0055847 | 0.0065274 | 0.00742 | 0.0083358 | 0.0084605 | 0.00784 | 0.0064173 | 0.0053015 | 0.0046897
| Portland | x1PVN1 | 0.0047396 | 0.0048749 | 0.0051199 | 0.0055847 | 0.0065274 | 0.00742 | 0.0083358 | 0.0084605 | 0.00784 | 0.0064173 | 0.0053015 | 0.0046897
| Portland | PVN2 | 0 | 0 | 0 | 0 | 0 | 0 | 0 | 0 | 0 | 0 | 0 | 0
| Portland | x2PVN2 | 0 | 0 | 0 | 0 | 0 | 0 | 0 | 0 | 0 | 0 | 0 | 0
| Portland | PVNT | 0.0047396 | 0.0048749 | 0.0051199 | 0.0055847 | 0.0065274 | 0.00742 | 0.0083358 | 0.0084605 | 0.00784 | 0.0064173 | 0.0053015 | 0.0046897
| Portland | PVX1 | 0.0047396 | 0.0048749 | 0.0051199 | 0.0055847 | 0.0065274 | 0.00742 | 0.0083358 | 0.0084605 | 0.00784 | 0.0064173 | 0.0053015 | 0.0046897
| Portland | x1PVX1 | 0.0047396 | 0.0048749 | 0.0051199 | 0.0055847 | 0.0065274 | 0.00742 | 0.0083358 | 0.0084605 | 0.00784 | 0.0064173 | 0.0053015 | 0.0046897
| Portland | PVX2 | 0 | 0 | 0 | 0 | 0 | 0 | 0 | 0 | 0 | 0 | 0 | 0
| Portland | x2PVX2 | 0 | 0 | 0 | 0 | 0 | 0 | 0 | 0 | 0 | 0 | 0 | 0
| Portland | PVXT | 0.0047396 | 0.0048749 | 0.0051199 | 0.0055847 | 0.0065274 | 0.00742 | 0.0083358 | 0.0084605 | 0.00784 | 0.0064173 | 0.0053015 | 0.0046897
| Portland | PVA1 | 0.0047396 | 0.0048749 | 0.0051199 | 0.0055847 | 0.0065274 | 0.00742 | 0.0083358 | 0.0084605 | 0.00784 | 0.0064173 | 0.0053015 | 0.0046897
| Portland | x1PVA1 | 0.0047396 | 0.0048749 | 0.0051199 | 0.0055847 | 0.0065274 | 0.00742 | 0.0083358 | 0.0084605 | 0.00784 | 0.0064173 | 0.0053015 | 0.0046897
| Portland | PVA2 | 0 | 0 | 0 | 0 | 0 | 0 | 0 | 0 | 0 | 0 | 0 | 0
| Portland | x2PVA2 | 0 | 0 | 0 | 0 | 0 | 0 | 0 | 0 | 0 | 0 | 0 | 0
| Portland | PVAT | 0.0047396 | 0.0048749 | 0.0051199 | 0.0055847 | 0.0065274 | 0.00742 | 0.0083358 | 0.0084605 | 0.00784 | 0.0064173 | 0.0053015 | 0.0046897
| Portland | y1 | 1 | 1 | 1 | 1 | 1 | 1 | 1 | 1 | 1 | 1 | 1 | 1
| Portland | MWV1 | 130 | 130 | 130 | 130 | 130 | 130 | 130 | 130 | 130 | 130 | 130 | 130
| Portland | y2 | 0 | 0 | 0 | 0 | 0 | 0 | 0 | 0 | 0 | 0 | 0 | 0
| Portland | MWV2 | 0 | 0 | 0 | 0 | 0 | 0 | 0 | 0 | 0 | 0 | 0 | 0
| Portland | MWVT | 130 | 130 | 130 | 130 | 130 | 130 | 130 | 130 | 130 | 130 | 130 | 130
FX - 63 | Portland | PA | 14.7 | 14.7 | 14.7 | 14.7 | 14.7 | 14.7 | 14.7 | 14.7 | 14.7 | 14.7 | 14.7 | 14.7 |  | 125 | 1 | 3 | 1 | 19 | 20 | 25 | 1 | 2 | 5 | 15 |  |  | 869 |  | 869
| Portland | PBP | 0.03 | 0.03 | 0.03 | 0.03 | 0.03 | 0.03 | 0.03 | 0.03 | 0.03 | 0.03 | 0.03 | 0.03 | [12 empty] | 15
| Portland | PBV | -0.03 | -0.03 | -0.03 | -0.03 | -0.03 | -0.03 | -0.03 | -0.03 | -0.03 | -0.03 | -0.03 | -0.03 | [12 empty] | 16
| Portland | Comp 1 Name | Jet kerosene | Jet kerosene | Jet kerosene | Jet kerosene | Jet kerosene | Jet kerosene | Jet kerosene | Jet kerosene | Jet kerosene | Jet kerosene | Jet kerosene | Jet kerosene | [13 empty] | 1 | 869 | 1 | 869
| Portland | Comp 1 Type | Select Pet Stock | Select Pet Stock | Select Pet Stock | Select Pet Stock | Select Pet Stock | Select Pet Stock | Select Pet Stock | Select Pet Stock | Select Pet Stock | Select Pet Stock | Select Pet Stock | Select Pet Stock | [13 empty] | 1 | 871 | 1 | 872
| Portland | Comp 2 Name | 0 | 0 | 0 | 0 | 0 | 0 | 0 | 0 | 0 | 0 | 0 | 0 | [13 empty] | 1 | 870 | 1 | 870
| Portland | Comp 2 Type | 0 | 0 | 0 | 0 | 0 | 0 | 0 | 0 | 0 | 0 | 0 | 0 | [13 empty] | 1 | 872 | 1 | 872
| Portland | x1 | 1 | 1 | 1 | 1 | 1 | 1 | 1 | 1 | 1 | 1 | 1 | 1 | [13 empty] | 1 | 878 | 1 | 878
| Portland | MW1 | 162 | 162 | 162 | 162 | 162 | 162 | 162 | 162 | 162 | 162 | 162 | 162 | [13 empty] | 1 | 875 | 1 | 875
| Portland | x2 | 0 | 0 | 0 | 0 | 0 | 0 | 0 | 0 | 0 | 0 | 0 | 0 | [13 empty] | 1 | 879 | 1 | 879
| Portland | MW2 | 0 | 0 | 0 | 0 | 0 | 0 | 0 | 0 | 0 | 0 | 0 | 0 | [13 empty] | 1 | 876 | 1 | 876
| Portland | TLN | 43.9 | 44.7 | 46.1 | 48.6 | 53.15 | 56.95 | 60.45 | 60.9 | 58.6 | 52.65 | 47.1 | 43.6 | [15 empty] | 1 | 879
| Portland | TLX | 43.9 | 44.7 | 46.1 | 48.6 | 53.15 | 56.95 | 60.45 | 60.9 | 58.6 | 52.65 | 47.1 | 43.6 | [15 empty] | 1 | 880
| Portland | TLA | 43.9 | 44.7 | 46.1 | 48.6 | 53.15 | 56.95 | 60.45 | 60.9 | 58.6 | 52.65 | 47.1 | 43.6 | [15 empty] | 1 | 882
| Portland | PVN1 | 0.0047396 | 0.0048749 | 0.0051199 | 0.0055847 | 0.0065274 | 0.00742 | 0.0083358 | 0.0084605 | 0.00784 | 0.0064173 | 0.0053015 | 0.0046897
| Portland | x1PVN1 | 0.0047396 | 0.0048749 | 0.0051199 | 0.0055847 | 0.0065274 | 0.00742 | 0.0083358 | 0.0084605 | 0.00784 | 0.0064173 | 0.0053015 | 0.0046897
| Portland | PVN2 | 0 | 0 | 0 | 0 | 0 | 0 | 0 | 0 | 0 | 0 | 0 | 0
| Portland | x2PVN2 | 0 | 0 | 0 | 0 | 0 | 0 | 0 | 0 | 0 | 0 | 0 | 0
| Portland | PVNT | 0.0047396 | 0.0048749 | 0.0051199 | 0.0055847 | 0.0065274 | 0.00742 | 0.0083358 | 0.0084605 | 0.00784 | 0.0064173 | 0.0053015 | 0.0046897
| Portland | PVX1 | 0.0047396 | 0.0048749 | 0.0051199 | 0.0055847 | 0.0065274 | 0.00742 | 0.0083358 | 0.0084605 | 0.00784 | 0.0064173 | 0.0053015 | 0.0046897
| Portland | x1PVX1 | 0.0047396 | 0.0048749 | 0.0051199 | 0.0055847 | 0.0065274 | 0.00742 | 0.0083358 | 0.0084605 | 0.00784 | 0.0064173 | 0.0053015 | 0.0046897
| Portland | PVX2 | 0 | 0 | 0 | 0 | 0 | 0 | 0 | 0 | 0 | 0 | 0 | 0
| Portland | x2PVX2 | 0 | 0 | 0 | 0 | 0 | 0 | 0 | 0 | 0 | 0 | 0 | 0
| Portland | PVXT | 0.0047396 | 0.0048749 | 0.0051199 | 0.0055847 | 0.0065274 | 0.00742 | 0.0083358 | 0.0084605 | 0.00784 | 0.0064173 | 0.0053015 | 0.0046897
| Portland | PVA1 | 0.0047396 | 0.0048749 | 0.0051199 | 0.0055847 | 0.0065274 | 0.00742 | 0.0083358 | 0.0084605 | 0.00784 | 0.0064173 | 0.0053015 | 0.0046897
| Portland | x1PVA1 | 0.0047396 | 0.0048749 | 0.0051199 | 0.0055847 | 0.0065274 | 0.00742 | 0.0083358 | 0.0084605 | 0.00784 | 0.0064173 | 0.0053015 | 0.0046897
| Portland | PVA2 | 0 | 0 | 0 | 0 | 0 | 0 | 0 | 0 | 0 | 0 | 0 | 0
| Portland | x2PVA2 | 0 | 0 | 0 | 0 | 0 | 0 | 0 | 0 | 0 | 0 | 0 | 0
| Portland | PVAT | 0.0047396 | 0.0048749 | 0.0051199 | 0.0055847 | 0.0065274 | 0.00742 | 0.0083358 | 0.0084605 | 0.00784 | 0.0064173 | 0.0053015 | 0.0046897
| Portland | y1 | 1 | 1 | 1 | 1 | 1 | 1 | 1 | 1 | 1 | 1 | 1 | 1
| Portland | MWV1 | 130 | 130 | 130 | 130 | 130 | 130 | 130 | 130 | 130 | 130 | 130 | 130
| Portland | y2 | 0 | 0 | 0 | 0 | 0 | 0 | 0 | 0 | 0 | 0 | 0 | 0
| Portland | MWV2 | 0 | 0 | 0 | 0 | 0 | 0 | 0 | 0 | 0 | 0 | 0 | 0
| Portland | MWVT | 130 | 130 | 130 | 130 | 130 | 130 | 130 | 130 | 130 | 130 | 130 | 130
FX - 64 | Portland | PA | 14.7 | 14.7 | 14.7 | 14.7 | 14.7 | 14.7 | 14.7 | 14.7 | 14.7 | 14.7 | 14.7 | 14.7 |  | 127 | 1 | 3 | 1 | 19 | 20 | 25 | 1 | 2 | 5 | 15 |  |  | 883 |  | 883
| Portland | PBP | 0.03 | 0.03 | 0.03 | 0.03 | 0.03 | 0.03 | 0.03 | 0.03 | 0.03 | 0.03 | 0.03 | 0.03 | [12 empty] | 15
| Portland | PBV | -0.03 | -0.03 | -0.03 | -0.03 | -0.03 | -0.03 | -0.03 | -0.03 | -0.03 | -0.03 | -0.03 | -0.03 | [12 empty] | 16
| Portland | Comp 1 Name | Jet kerosene | Jet kerosene | Jet kerosene | Jet kerosene | Jet kerosene | Jet kerosene | Jet kerosene | Jet kerosene | Jet kerosene | Jet kerosene | Jet kerosene | Jet kerosene | [13 empty] | 1 | 883 | 1 | 883
| Portland | Comp 1 Type | Select Pet Stock | Select Pet Stock | Select Pet Stock | Select Pet Stock | Select Pet Stock | Select Pet Stock | Select Pet Stock | Select Pet Stock | Select Pet Stock | Select Pet Stock | Select Pet Stock | Select Pet Stock | [13 empty] | 1 | 885 | 1 | 886
| Portland | Comp 2 Name | 0 | 0 | 0 | 0 | 0 | 0 | 0 | 0 | 0 | 0 | 0 | 0 | [13 empty] | 1 | 884 | 1 | 884
| Portland | Comp 2 Type | 0 | 0 | 0 | 0 | 0 | 0 | 0 | 0 | 0 | 0 | 0 | 0 | [13 empty] | 1 | 886 | 1 | 886
| Portland | x1 | 1 | 1 | 1 | 1 | 1 | 1 | 1 | 1 | 1 | 1 | 1 | 1 | [13 empty] | 1 | 892 | 1 | 892
| Portland | MW1 | 162 | 162 | 162 | 162 | 162 | 162 | 162 | 162 | 162 | 162 | 162 | 162 | [13 empty] | 1 | 889 | 1 | 889
| Portland | x2 | 0 | 0 | 0 | 0 | 0 | 0 | 0 | 0 | 0 | 0 | 0 | 0 | [13 empty] | 1 | 893 | 1 | 893
| Portland | MW2 | 0 | 0 | 0 | 0 | 0 | 0 | 0 | 0 | 0 | 0 | 0 | 0 | [13 empty] | 1 | 890 | 1 | 890
| Portland | TLN | 43.9 | 44.7 | 46.1 | 48.6 | 53.15 | 56.95 | 60.45 | 60.9 | 58.6 | 52.65 | 47.1 | 43.6 | [15 empty] | 1 | 893
| Portland | TLX | 43.9 | 44.7 | 46.1 | 48.6 | 53.15 | 56.95 | 60.45 | 60.9 | 58.6 | 52.65 | 47.1 | 43.6 | [15 empty] | 1 | 894
| Portland | TLA | 43.9 | 44.7 | 46.1 | 48.6 | 53.15 | 56.95 | 60.45 | 60.9 | 58.6 | 52.65 | 47.1 | 43.6 | [15 empty] | 1 | 896
| Portland | PVN1 | 0.0047396 | 0.0048749 | 0.0051199 | 0.0055847 | 0.0065274 | 0.00742 | 0.0083358 | 0.0084605 | 0.00784 | 0.0064173 | 0.0053015 | 0.0046897
| Portland | x1PVN1 | 0.0047396 | 0.0048749 | 0.0051199 | 0.0055847 | 0.0065274 | 0.00742 | 0.0083358 | 0.0084605 | 0.00784 | 0.0064173 | 0.0053015 | 0.0046897
| Portland | PVN2 | 0 | 0 | 0 | 0 | 0 | 0 | 0 | 0 | 0 | 0 | 0 | 0
| Portland | x2PVN2 | 0 | 0 | 0 | 0 | 0 | 0 | 0 | 0 | 0 | 0 | 0 | 0
| Portland | PVNT | 0.0047396 | 0.0048749 | 0.0051199 | 0.0055847 | 0.0065274 | 0.00742 | 0.0083358 | 0.0084605 | 0.00784 | 0.0064173 | 0.0053015 | 0.0046897
| Portland | PVX1 | 0.0047396 | 0.0048749 | 0.0051199 | 0.0055847 | 0.0065274 | 0.00742 | 0.0083358 | 0.0084605 | 0.00784 | 0.0064173 | 0.0053015 | 0.0046897
| Portland | x1PVX1 | 0.0047396 | 0.0048749 | 0.0051199 | 0.0055847 | 0.0065274 | 0.00742 | 0.0083358 | 0.0084605 | 0.00784 | 0.0064173 | 0.0053015 | 0.0046897
| Portland | PVX2 | 0 | 0 | 0 | 0 | 0 | 0 | 0 | 0 | 0 | 0 | 0 | 0
| Portland | x2PVX2 | 0 | 0 | 0 | 0 | 0 | 0 | 0 | 0 | 0 | 0 | 0 | 0
| Portland | PVXT | 0.0047396 | 0.0048749 | 0.0051199 | 0.0055847 | 0.0065274 | 0.00742 | 0.0083358 | 0.0084605 | 0.00784 | 0.0064173 | 0.0053015 | 0.0046897
| Portland | PVA1 | 0.0047396 | 0.0048749 | 0.0051199 | 0.0055847 | 0.0065274 | 0.00742 | 0.0083358 | 0.0084605 | 0.00784 | 0.0064173 | 0.0053015 | 0.0046897
| Portland | x1PVA1 | 0.0047396 | 0.0048749 | 0.0051199 | 0.0055847 | 0.0065274 | 0.00742 | 0.0083358 | 0.0084605 | 0.00784 | 0.0064173 | 0.0053015 | 0.0046897
| Portland | PVA2 | 0 | 0 | 0 | 0 | 0 | 0 | 0 | 0 | 0 | 0 | 0 | 0
| Portland | x2PVA2 | 0 | 0 | 0 | 0 | 0 | 0 | 0 | 0 | 0 | 0 | 0 | 0
| Portland | PVAT | 0.0047396 | 0.0048749 | 0.0051199 | 0.0055847 | 0.0065274 | 0.00742 | 0.0083358 | 0.0084605 | 0.00784 | 0.0064173 | 0.0053015 | 0.0046897
| Portland | y1 | 1 | 1 | 1 | 1 | 1 | 1 | 1 | 1 | 1 | 1 | 1 | 1
| Portland | MWV1 | 130 | 130 | 130 | 130 | 130 | 130 | 130 | 130 | 130 | 130 | 130 | 130
| Portland | y2 | 0 | 0 | 0 | 0 | 0 | 0 | 0 | 0 | 0 | 0 | 0 | 0
| Portland | MWV2 | 0 | 0 | 0 | 0 | 0 | 0 | 0 | 0 | 0 | 0 | 0 | 0
| Portland | MWVT | 130 | 130 | 130 | 130 | 130 | 130 | 130 | 130 | 130 | 130 | 130 | 130
FX - 65 | Portland | PA | 14.7 | 14.7 | 14.7 | 14.7 | 14.7 | 14.7 | 14.7 | 14.7 | 14.7 | 14.7 | 14.7 | 14.7 |  | 129 | 1 | 3 | 1 | 19 | 20 | 25 | 1 | 2 | 5 | 15 |  |  | 897 |  | 897
| Portland | PBP | 0.03 | 0.03 | 0.03 | 0.03 | 0.03 | 0.03 | 0.03 | 0.03 | 0.03 | 0.03 | 0.03 | 0.03 | [12 empty] | 15
| Portland | PBV | -0.03 | -0.03 | -0.03 | -0.03 | -0.03 | -0.03 | -0.03 | -0.03 | -0.03 | -0.03 | -0.03 | -0.03 | [12 empty] | 16
| Portland | Comp 1 Name | Jet kerosene | Jet kerosene | Jet kerosene | Jet kerosene | Jet kerosene | Jet kerosene | Jet kerosene | Jet kerosene | Jet kerosene | Jet kerosene | Jet kerosene | Jet kerosene | [13 empty] | 1 | 897 | 1 | 897
| Portland | Comp 1 Type | Select Pet Stock | Select Pet Stock | Select Pet Stock | Select Pet Stock | Select Pet Stock | Select Pet Stock | Select Pet Stock | Select Pet Stock | Select Pet Stock | Select Pet Stock | Select Pet Stock | Select Pet Stock | [13 empty] | 1 | 899 | 1 | 900
| Portland | Comp 2 Name | 0 | 0 | 0 | 0 | 0 | 0 | 0 | 0 | 0 | 0 | 0 | 0 | [13 empty] | 1 | 898 | 1 | 898
| Portland | Comp 2 Type | 0 | 0 | 0 | 0 | 0 | 0 | 0 | 0 | 0 | 0 | 0 | 0 | [13 empty] | 1 | 900 | 1 | 900
| Portland | x1 | 1 | 1 | 1 | 1 | 1 | 1 | 1 | 1 | 1 | 1 | 1 | 1 | [13 empty] | 1 | 906 | 1 | 906
| Portland | MW1 | 162 | 162 | 162 | 162 | 162 | 162 | 162 | 162 | 162 | 162 | 162 | 162 | [13 empty] | 1 | 903 | 1 | 903
| Portland | x2 | 0 | 0 | 0 | 0 | 0 | 0 | 0 | 0 | 0 | 0 | 0 | 0 | [13 empty] | 1 | 907 | 1 | 907
| Portland | MW2 | 0 | 0 | 0 | 0 | 0 | 0 | 0 | 0 | 0 | 0 | 0 | 0 | [13 empty] | 1 | 904 | 1 | 904
| Portland | TLN | 43.9 | 44.7 | 46.1 | 48.6 | 53.15 | 56.95 | 60.45 | 60.9 | 58.6 | 52.65 | 47.1 | 43.6 | [15 empty] | 1 | 907
| Portland | TLX | 43.9 | 44.7 | 46.1 | 48.6 | 53.15 | 56.95 | 60.45 | 60.9 | 58.6 | 52.65 | 47.1 | 43.6 | [15 empty] | 1 | 908
| Portland | TLA | 43.9 | 44.7 | 46.1 | 48.6 | 53.15 | 56.95 | 60.45 | 60.9 | 58.6 | 52.65 | 47.1 | 43.6 | [15 empty] | 1 | 910
| Portland | PVN1 | 0.0047396 | 0.0048749 | 0.0051199 | 0.0055847 | 0.0065274 | 0.00742 | 0.0083358 | 0.0084605 | 0.00784 | 0.0064173 | 0.0053015 | 0.0046897
| Portland | x1PVN1 | 0.0047396 | 0.0048749 | 0.0051199 | 0.0055847 | 0.0065274 | 0.00742 | 0.0083358 | 0.0084605 | 0.00784 | 0.0064173 | 0.0053015 | 0.0046897
| Portland | PVN2 | 0 | 0 | 0 | 0 | 0 | 0 | 0 | 0 | 0 | 0 | 0 | 0
| Portland | x2PVN2 | 0 | 0 | 0 | 0 | 0 | 0 | 0 | 0 | 0 | 0 | 0 | 0
| Portland | PVNT | 0.0047396 | 0.0048749 | 0.0051199 | 0.0055847 | 0.0065274 | 0.00742 | 0.0083358 | 0.0084605 | 0.00784 | 0.0064173 | 0.0053015 | 0.0046897
| Portland | PVX1 | 0.0047396 | 0.0048749 | 0.0051199 | 0.0055847 | 0.0065274 | 0.00742 | 0.0083358 | 0.0084605 | 0.00784 | 0.0064173 | 0.0053015 | 0.0046897
| Portland | x1PVX1 | 0.0047396 | 0.0048749 | 0.0051199 | 0.0055847 | 0.0065274 | 0.00742 | 0.0083358 | 0.0084605 | 0.00784 | 0.0064173 | 0.0053015 | 0.0046897
| Portland | PVX2 | 0 | 0 | 0 | 0 | 0 | 0 | 0 | 0 | 0 | 0 | 0 | 0
| Portland | x2PVX2 | 0 | 0 | 0 | 0 | 0 | 0 | 0 | 0 | 0 | 0 | 0 | 0
| Portland | PVXT | 0.0047396 | 0.0048749 | 0.0051199 | 0.0055847 | 0.0065274 | 0.00742 | 0.0083358 | 0.0084605 | 0.00784 | 0.0064173 | 0.0053015 | 0.0046897
| Portland | PVA1 | 0.0047396 | 0.0048749 | 0.0051199 | 0.0055847 | 0.0065274 | 0.00742 | 0.0083358 | 0.0084605 | 0.00784 | 0.0064173 | 0.0053015 | 0.0046897
| Portland | x1PVA1 | 0.0047396 | 0.0048749 | 0.0051199 | 0.0055847 | 0.0065274 | 0.00742 | 0.0083358 | 0.0084605 | 0.00784 | 0.0064173 | 0.0053015 | 0.0046897
| Portland | PVA2 | 0 | 0 | 0 | 0 | 0 | 0 | 0 | 0 | 0 | 0 | 0 | 0
| Portland | x2PVA2 | 0 | 0 | 0 | 0 | 0 | 0 | 0 | 0 | 0 | 0 | 0 | 0
| Portland | PVAT | 0.0047396 | 0.0048749 | 0.0051199 | 0.0055847 | 0.0065274 | 0.00742 | 0.0083358 | 0.0084605 | 0.00784 | 0.0064173 | 0.0053015 | 0.0046897
| Portland | y1 | 1 | 1 | 1 | 1 | 1 | 1 | 1 | 1 | 1 | 1 | 1 | 1
| Portland | MWV1 | 130 | 130 | 130 | 130 | 130 | 130 | 130 | 130 | 130 | 130 | 130 | 130
| Portland | y2 | 0 | 0 | 0 | 0 | 0 | 0 | 0 | 0 | 0 | 0 | 0 | 0
| Portland | MWV2 | 0 | 0 | 0 | 0 | 0 | 0 | 0 | 0 | 0 | 0 | 0 | 0
| Portland | MWVT | 130 | 130 | 130 | 130 | 130 | 130 | 130 | 130 | 130 | 130 | 130 | 130
FX - 66 | Portland | PA | 14.7 | 14.7 | 14.7 | 14.7 | 14.7 | 14.7 | 14.7 | 14.7 | 14.7 | 14.7 | 14.7 | 14.7 |  | 131 | 1 | 3 | 1 | 19 | 20 | 25 | 1 | 2 | 5 | 15 |  |  | 911 |  | 911
| Portland | PBP | 0.03 | 0.03 | 0.03 | 0.03 | 0.03 | 0.03 | 0.03 | 0.03 | 0.03 | 0.03 | 0.03 | 0.03 | [12 empty] | 15
| Portland | PBV | -0.03 | -0.03 | -0.03 | -0.03 | -0.03 | -0.03 | -0.03 | -0.03 | -0.03 | -0.03 | -0.03 | -0.03 | [12 empty] | 16
| Portland | Comp 1 Name | Jet kerosene | Jet kerosene | Jet kerosene | Jet kerosene | Jet kerosene | Jet kerosene | Jet kerosene | Jet kerosene | Jet kerosene | Jet kerosene | Jet kerosene | Jet kerosene | [13 empty] | 1 | 911 | 1 | 911
| Portland | Comp 1 Type | Select Pet Stock | Select Pet Stock | Select Pet Stock | Select Pet Stock | Select Pet Stock | Select Pet Stock | Select Pet Stock | Select Pet Stock | Select Pet Stock | Select Pet Stock | Select Pet Stock | Select Pet Stock | [13 empty] | 1 | 913 | 1 | 914
| Portland | Comp 2 Name | 0 | 0 | 0 | 0 | 0 | 0 | 0 | 0 | 0 | 0 | 0 | 0 | [13 empty] | 1 | 912 | 1 | 912
| Portland | Comp 2 Type | 0 | 0 | 0 | 0 | 0 | 0 | 0 | 0 | 0 | 0 | 0 | 0 | [13 empty] | 1 | 914 | 1 | 914
| Portland | x1 | 1 | 1 | 1 | 1 | 1 | 1 | 1 | 1 | 1 | 1 | 1 | 1 | [13 empty] | 1 | 920 | 1 | 920
| Portland | MW1 | 162 | 162 | 162 | 162 | 162 | 162 | 162 | 162 | 162 | 162 | 162 | 162 | [13 empty] | 1 | 917 | 1 | 917
| Portland | x2 | 0 | 0 | 0 | 0 | 0 | 0 | 0 | 0 | 0 | 0 | 0 | 0 | [13 empty] | 1 | 921 | 1 | 921
| Portland | MW2 | 0 | 0 | 0 | 0 | 0 | 0 | 0 | 0 | 0 | 0 | 0 | 0 | [13 empty] | 1 | 918 | 1 | 918
| Portland | TLN | 43.9 | 44.7 | 46.1 | 48.6 | 53.15 | 56.95 | 60.45 | 60.9 | 58.6 | 52.65 | 47.1 | 43.6 | [15 empty] | 1 | 921
| Portland | TLX | 43.9 | 44.7 | 46.1 | 48.6 | 53.15 | 56.95 | 60.45 | 60.9 | 58.6 | 52.65 | 47.1 | 43.6 | [15 empty] | 1 | 922
| Portland | TLA | 43.9 | 44.7 | 46.1 | 48.6 | 53.15 | 56.95 | 60.45 | 60.9 | 58.6 | 52.65 | 47.1 | 43.6 | [15 empty] | 1 | 924
| Portland | PVN1 | 0.0047396 | 0.0048749 | 0.0051199 | 0.0055847 | 0.0065274 | 0.00742 | 0.0083358 | 0.0084605 | 0.00784 | 0.0064173 | 0.0053015 | 0.0046897
| Portland | x1PVN1 | 0.0047396 | 0.0048749 | 0.0051199 | 0.0055847 | 0.0065274 | 0.00742 | 0.0083358 | 0.0084605 | 0.00784 | 0.0064173 | 0.0053015 | 0.0046897
| Portland | PVN2 | 0 | 0 | 0 | 0 | 0 | 0 | 0 | 0 | 0 | 0 | 0 | 0
| Portland | x2PVN2 | 0 | 0 | 0 | 0 | 0 | 0 | 0 | 0 | 0 | 0 | 0 | 0
| Portland | PVNT | 0.0047396 | 0.0048749 | 0.0051199 | 0.0055847 | 0.0065274 | 0.00742 | 0.0083358 | 0.0084605 | 0.00784 | 0.0064173 | 0.0053015 | 0.0046897
| Portland | PVX1 | 0.0047396 | 0.0048749 | 0.0051199 | 0.0055847 | 0.0065274 | 0.00742 | 0.0083358 | 0.0084605 | 0.00784 | 0.0064173 | 0.0053015 | 0.0046897
| Portland | x1PVX1 | 0.0047396 | 0.0048749 | 0.0051199 | 0.0055847 | 0.0065274 | 0.00742 | 0.0083358 | 0.0084605 | 0.00784 | 0.0064173 | 0.0053015 | 0.0046897
| Portland | PVX2 | 0 | 0 | 0 | 0 | 0 | 0 | 0 | 0 | 0 | 0 | 0 | 0
| Portland | x2PVX2 | 0 | 0 | 0 | 0 | 0 | 0 | 0 | 0 | 0 | 0 | 0 | 0
| Portland | PVXT | 0.0047396 | 0.0048749 | 0.0051199 | 0.0055847 | 0.0065274 | 0.00742 | 0.0083358 | 0.0084605 | 0.00784 | 0.0064173 | 0.0053015 | 0.0046897
| Portland | PVA1 | 0.0047396 | 0.0048749 | 0.0051199 | 0.0055847 | 0.0065274 | 0.00742 | 0.0083358 | 0.0084605 | 0.00784 | 0.0064173 | 0.0053015 | 0.0046897
| Portland | x1PVA1 | 0.0047396 | 0.0048749 | 0.0051199 | 0.0055847 | 0.0065274 | 0.00742 | 0.0083358 | 0.0084605 | 0.00784 | 0.0064173 | 0.0053015 | 0.0046897
| Portland | PVA2 | 0 | 0 | 0 | 0 | 0 | 0 | 0 | 0 | 0 | 0 | 0 | 0
| Portland | x2PVA2 | 0 | 0 | 0 | 0 | 0 | 0 | 0 | 0 | 0 | 0 | 0 | 0
| Portland | PVAT | 0.0047396 | 0.0048749 | 0.0051199 | 0.0055847 | 0.0065274 | 0.00742 | 0.0083358 | 0.0084605 | 0.00784 | 0.0064173 | 0.0053015 | 0.0046897
| Portland | y1 | 1 | 1 | 1 | 1 | 1 | 1 | 1 | 1 | 1 | 1 | 1 | 1
| Portland | MWV1 | 130 | 130 | 130 | 130 | 130 | 130 | 130 | 130 | 130 | 130 | 130 | 130
| Portland | y2 | 0 | 0 | 0 | 0 | 0 | 0 | 0 | 0 | 0 | 0 | 0 | 0
| Portland | MWV2 | 0 | 0 | 0 | 0 | 0 | 0 | 0 | 0 | 0 | 0 | 0 | 0
| Portland | MWVT | 130 | 130 | 130 | 130 | 130 | 130 | 130 | 130 | 130 | 130 | 130 | 130
FX - 67 | Portland | PA | 14.7 | 14.7 | 14.7 | 14.7 | 14.7 | 14.7 | 14.7 | 14.7 | 14.7 | 14.7 | 14.7 | 14.7 |  | 133 | 1 | 3 | 1 | 19 | 20 | 25 | 1 | 2 | 5 | 15 |  |  | 925 |  | 925
| Portland | PBP | 0.03 | 0.03 | 0.03 | 0.03 | 0.03 | 0.03 | 0.03 | 0.03 | 0.03 | 0.03 | 0.03 | 0.03 | [12 empty] | 15
| Portland | PBV | -0.03 | -0.03 | -0.03 | -0.03 | -0.03 | -0.03 | -0.03 | -0.03 | -0.03 | -0.03 | -0.03 | -0.03 | [12 empty] | 16
| Portland | Comp 1 Name | Jet kerosene | Jet kerosene | Jet kerosene | Jet kerosene | Jet kerosene | Jet kerosene | Jet kerosene | Jet kerosene | Jet kerosene | Jet kerosene | Jet kerosene | Jet kerosene | [13 empty] | 1 | 925 | 1 | 925
| Portland | Comp 1 Type | Select Pet Stock | Select Pet Stock | Select Pet Stock | Select Pet Stock | Select Pet Stock | Select Pet Stock | Select Pet Stock | Select Pet Stock | Select Pet Stock | Select Pet Stock | Select Pet Stock | Select Pet Stock | [13 empty] | 1 | 927 | 1 | 928
| Portland | Comp 2 Name | 0 | 0 | 0 | 0 | 0 | 0 | 0 | 0 | 0 | 0 | 0 | 0 | [13 empty] | 1 | 926 | 1 | 926
| Portland | Comp 2 Type | 0 | 0 | 0 | 0 | 0 | 0 | 0 | 0 | 0 | 0 | 0 | 0 | [13 empty] | 1 | 928 | 1 | 928
| Portland | x1 | 1 | 1 | 1 | 1 | 1 | 1 | 1 | 1 | 1 | 1 | 1 | 1 | [13 empty] | 1 | 934 | 1 | 934
| Portland | MW1 | 162 | 162 | 162 | 162 | 162 | 162 | 162 | 162 | 162 | 162 | 162 | 162 | [13 empty] | 1 | 931 | 1 | 931
| Portland | x2 | 0 | 0 | 0 | 0 | 0 | 0 | 0 | 0 | 0 | 0 | 0 | 0 | [13 empty] | 1 | 935 | 1 | 935
| Portland | MW2 | 0 | 0 | 0 | 0 | 0 | 0 | 0 | 0 | 0 | 0 | 0 | 0 | [13 empty] | 1 | 932 | 1 | 932
| Portland | TLN | 43.9 | 44.7 | 46.1 | 48.6 | 53.15 | 56.95 | 60.45 | 60.9 | 58.6 | 52.65 | 47.1 | 43.6 | [15 empty] | 1 | 935
| Portland | TLX | 43.9 | 44.7 | 46.1 | 48.6 | 53.15 | 56.95 | 60.45 | 60.9 | 58.6 | 52.65 | 47.1 | 43.6 | [15 empty] | 1 | 936
| Portland | TLA | 43.9 | 44.7 | 46.1 | 48.6 | 53.15 | 56.95 | 60.45 | 60.9 | 58.6 | 52.65 | 47.1 | 43.6 | [15 empty] | 1 | 938
| Portland | PVN1 | 0.0047396 | 0.0048749 | 0.0051199 | 0.0055847 | 0.0065274 | 0.00742 | 0.0083358 | 0.0084605 | 0.00784 | 0.0064173 | 0.0053015 | 0.0046897
| Portland | x1PVN1 | 0.0047396 | 0.0048749 | 0.0051199 | 0.0055847 | 0.0065274 | 0.00742 | 0.0083358 | 0.0084605 | 0.00784 | 0.0064173 | 0.0053015 | 0.0046897
| Portland | PVN2 | 0 | 0 | 0 | 0 | 0 | 0 | 0 | 0 | 0 | 0 | 0 | 0
| Portland | x2PVN2 | 0 | 0 | 0 | 0 | 0 | 0 | 0 | 0 | 0 | 0 | 0 | 0
| Portland | PVNT | 0.0047396 | 0.0048749 | 0.0051199 | 0.0055847 | 0.0065274 | 0.00742 | 0.0083358 | 0.0084605 | 0.00784 | 0.0064173 | 0.0053015 | 0.0046897
| Portland | PVX1 | 0.0047396 | 0.0048749 | 0.0051199 | 0.0055847 | 0.0065274 | 0.00742 | 0.0083358 | 0.0084605 | 0.00784 | 0.0064173 | 0.0053015 | 0.0046897
| Portland | x1PVX1 | 0.0047396 | 0.0048749 | 0.0051199 | 0.0055847 | 0.0065274 | 0.00742 | 0.0083358 | 0.0084605 | 0.00784 | 0.0064173 | 0.0053015 | 0.0046897
| Portland | PVX2 | 0 | 0 | 0 | 0 | 0 | 0 | 0 | 0 | 0 | 0 | 0 | 0
| Portland | x2PVX2 | 0 | 0 | 0 | 0 | 0 | 0 | 0 | 0 | 0 | 0 | 0 | 0
| Portland | PVXT | 0.0047396 | 0.0048749 | 0.0051199 | 0.0055847 | 0.0065274 | 0.00742 | 0.0083358 | 0.0084605 | 0.00784 | 0.0064173 | 0.0053015 | 0.0046897
| Portland | PVA1 | 0.0047396 | 0.0048749 | 0.0051199 | 0.0055847 | 0.0065274 | 0.00742 | 0.0083358 | 0.0084605 | 0.00784 | 0.0064173 | 0.0053015 | 0.0046897
| Portland | x1PVA1 | 0.0047396 | 0.0048749 | 0.0051199 | 0.0055847 | 0.0065274 | 0.00742 | 0.0083358 | 0.0084605 | 0.00784 | 0.0064173 | 0.0053015 | 0.0046897
| Portland | PVA2 | 0 | 0 | 0 | 0 | 0 | 0 | 0 | 0 | 0 | 0 | 0 | 0
| Portland | x2PVA2 | 0 | 0 | 0 | 0 | 0 | 0 | 0 | 0 | 0 | 0 | 0 | 0
| Portland | PVAT | 0.0047396 | 0.0048749 | 0.0051199 | 0.0055847 | 0.0065274 | 0.00742 | 0.0083358 | 0.0084605 | 0.00784 | 0.0064173 | 0.0053015 | 0.0046897
| Portland | y1 | 1 | 1 | 1 | 1 | 1 | 1 | 1 | 1 | 1 | 1 | 1 | 1
| Portland | MWV1 | 130 | 130 | 130 | 130 | 130 | 130 | 130 | 130 | 130 | 130 | 130 | 130
| Portland | y2 | 0 | 0 | 0 | 0 | 0 | 0 | 0 | 0 | 0 | 0 | 0 | 0
| Portland | MWV2 | 0 | 0 | 0 | 0 | 0 | 0 | 0 | 0 | 0 | 0 | 0 | 0
| Portland | MWVT | 130 | 130 | 130 | 130 | 130 | 130 | 130 | 130 | 130 | 130 | 130 | 130

## AP-42 Tbls
Tbl 7.1-6 | [12 empty] | Tbl 7.1-13 |  |  |  |  | Tbl 7.1-14
Surface Color |  | Paint_Color | New | Average | Aged |  | Fitting Type And Construction Details |  | Loss Factors |  |  | Typical Number Of Fittings, NF | EXTERNAL FLOATING ROOF TANKS: TYPICAL NUMBER OF VACUUM BREAKERS AND DECK DRAINS |  |  |  |  | Range | Tank Diameterb | Pontoon Roof |  |  |  | Tbl 7.1-16
Insulated |  | Insulated | N/A | N/A | N/A |  |  |  | Kfa | KFb | m |  | Tank Diameter |  | Number of Vacuum Breakers |  | Number of Deck Drains |  | D (feet)b | Number of Pontoon Legs | Number of Center Legs | Pontoon Roof Total | Number Of Legs On Double-Deck Roof | Bolted Deck CONSTRUCTIONS FOR INTERNAL FLOATING ROOF TANKSa
White |  | White | 0.17 | 0.25 | 0.34 |  | Access Hatch (24" Diameter Well) | Bolted cover, gasketed | 1.6 | 0 | 0 | 1 | (feet)b | Range # | Pontoon Roof | Double-Deck Roof |  | 1 | 30 | 4 | 2 | 6 | 6 | Deck Construction | SD (ft/ft2)
Aluminum | Specular | Aluminum-Specular | 0.39 | 0.44 | 0.49 |  |  | Unbolted cover, ungasketed | 36 | 5.9 | 1.2 | 1 | 50 | 1 | 1 | 1 | 1 | 2 | 40 | 4 | 4 | 8 | 7 | Continuous Sheet - 5' Wide | 0.2
Aluminum | Diffuse | Aluminum-Diffuse | 0.6 | 0.64 | 0.68 |  |  | Unbolted cover, gasketed | 31 | 5.2 | 1.3 | 1 | 100 | 2 | 1 | 1 | 1 | 3 | 50 | 6 | 6 | 12 | 8 | Continuous Sheet - 6' Wide | 0.17
Aluminum | Unpainted | Aluminum-Unpainted | 0.1 | 0.12 | 0.15 |  |  | Unknown - EFR/Domed EFR | 1.6 | 0 | 0 | 1 | 150 | 3 | 2 | 2 | 2 | 4 | 60 | 9 | 7 | 16 | 10 | Continuous Sheet - 7' Wide | 0.14
Beige/Cream |  | Beige/Cream | 0.35 | 0.42 | 0.49 |  |  | Unknown - IFR | 36 | 5.9 | 1.2 | 1 | 200 | 4 | 3 | 2 | 3 | 5 | 70 | 13 | 9 | 22 | 13 | Panel Construction - 5' x 7.5' | 0.33
Black |  | Black | 0.97 | 0.97 | 0.97 |  | Fixed roof support column well | Round pipe, ungasketed sliding cover | 31 | 0 | 0 | Calc | 250 | 5 | 4 | 3 | 5 | 6 | 80 | 15 | 10 | 25 | 16 | Panel Construction - 5' x 12' | 0.28
Brown |  | Brown | 0.58 | 0.62 | 0.67 |  |  | Round pipe, gasketed sliding cover | 25 | 0 | 0 |  | 300 | 6 | 5 | 3 | 7 | 7 | 90 | 16 | 12 | 28 | 20 | Unknown | 0.2
Gray | Light | Gray-Light | 0.54 | 0.58 | 0.63 |  |  | Round pipe, flexible fabric sleeve seal | 10 | 0 | 0 |  | 350 | 7 | 6 | 4 | 7 | 8 | 100 | 17 | 16 | 33 | 25 | N/A - Welded | 0
Gray | Medium | Gray-Medium | 0.68 | 0.71 | 0.74 |  |  | Built-up column, ungasketed sliding cover | 51 | 0 | 0 |  | 400 | 8 | 7 | 4 | 7 | 9 | 110 | 18 | 20 | 38 | 29
Green | Dark | Green-Dark | 0.89 | 0.9 | 0.91 |  |  | Built-up column, gasketed sliding cover | 33 | 0 | 0 |  | 1 | 2 | 3 | 4 | 5 | 10 | 120 | 19 | 24 | 43 | 34
Red | Primer | Red-Primer | 0.89 | 0.9 | 0.91 |  |  | Unknown | 51 | 0 | 0 | [6 empty] | 11 | 130 | 20 | 28 | 48 | 40
Rust |  | Rust | 0.38 | 0.44 | 0.5 |  |  | N/A - EFR/Domed EFR | 0 | 0 | 0 | [6 empty] | 12 | 140 | 21 | 33 | 54 | 46
Tan |  | Tan | 0.43 | 0.49 | 0.55 |  | Unslotted guide-pole and well (8" diameter unslotted pole, 21" diameter well) | Ungasketed sliding cover | 31 | 150 | 1.4 | Calc | [5 empty] | 13 | 150 | 23 | 38 | 61 | 52
Column Ref |  | 1 | 2 | 3 | 4 |  |  | Ungasketed sliding cover w/pole sleeve | 25 | 2.2 | 2.1 | [6 empty] | 14 | 160 | 26 | 42 | 68 | 58
[8 empty] | Gasketed sliding cover | 25 | 13 | 2.2 | [6 empty] | 15 | 170 | 27 | 49 | 76 | 66
Tbl 7.1-8 Welded | [7 empty] | Gasketed sliding cover w/ pole wiper | 14 | 3.7 | 0.78 | [6 empty] | 16 | 180 | 28 | 56 | 84 | 74
Seal Type | KRA-Avg | KRA-Tight | KRB-Avg | KRBA-Tight | n-AVG | n-Tight |  | Gasketed sliding cover w/ pole sleeve | 8.6 | 12 | 0.81 | [6 empty] | 17 | 190 | 29 | 62 | 91 | 82
Mechanical Shoe - Primary Only | 5.8 | 1.5 | 0.3 | 0.4 | 2.1 | 1.9 |  | Unknown - EFR/Domed EFR | 31 | 150 | 1.4 | [6 empty] | 18 | 200 | 30 | 69 | 99 | 90
Mechanical Shoe w/ Shoe-Mounted Secondary | 1.6 | 1 | 0.3 | 0.4 | 1.6 | 1.5 |  | N/A - IFR | 0 | 0 | 0 | [6 empty] | 19 | 210 | 31 | 77 | 108 | 98
Mechanical Shoe w/ Rim Mounted Secondary | 0.6 | 0.4 | 0.4 | 0.4 | 1 | 1 | Slotted guide-pole/sample well (8" diameter slotted pole, 21" diameter well) | Ungasketed or gasketed sliding cover | 43 | 270 | 1.4 | [6 empty] | 20 | 220 | 32 | 83 | 115 | 107
Liquid-Mounted Seal - Primary Only | 1.6 | 1 | 0.3 | 0.08 | 1.5 | 1.8 |  | Ungasketed or gasketed sliding cover with float | 31 | 36 | 2 | [6 empty] | 21 | 230 | 33 | 92 | 125 | 115
Liquid-Mounted Seal w/ Weather Shield | 0.7 | 0.4 | 0.3 | 0.2 | 1.2 | 1.3 |  | Gasketed sliding cover w/ pole wiper | 41 | 48 | 1.4 | [6 empty] | 22 | 240 | 34 | 101 | 135 | 127
Liquid-Mounted Seal w/ Rim Mounted Secondary | 0.3 | 0.2 | 0.6 | 0.4 | 0.3 | 0.4 |  | Gasketed sliding cover w/ pole sleeve | 11 | 46 | 1.4 | [6 empty] | 23 | 250 | 35 | 109 | 144 | 138
Vapor-Mounted Seal - Primary Only | 6.7 | 5.6 | 0.2 | 0.2 | 3 | 2.4 |  | Gasketed sliding cover w/ pole sleeve and pole wiper | 8.3 | 4.4 | 1.6 | [6 empty] | 24 | 260 | 36 | 118 | 154 | 149
Vapor-Mounted Seal w/ Weather Shield | 3.3 | 2.8 | 0.1 | 0.1 | 3 | 2.3 |  | Gasketed sliding cover w/ float and pole wiper | 21 | 7.9 | 1.8 | [6 empty] | 25 | 270 | 36 | 128 | 164 | 162
Vapor-Mounted Seal w/ Rim Mounted Secondary | 2.2 | 2.2 | 0.003 | 0.02 | 4.3 | 2.6 |  | Gasketed sliding cover w/ float, pole sleeve and pole wiper | 11 | 9.9 | 0.89 | [6 empty] | 26 | 280 | 37 | 138 | 175 | 173
Unknown - EFR | 5.8 | 5.8 | 0.3 | 0.3 | 2.1 | 2.1 |  | Flexible Enclosure | 21 | 7.9 | 1.8 | [6 empty] | 27 | 290 | 38 | 148 | 186 | 186
Unknown - Domed EFR | 5.8 | 5.8 | 0.3 | 0.3 | 2.1 | 2.1 |  | N/A - EFR/Domed EFR | 0 | 0 | 0 | [6 empty] | 28 | 300 | 38 | 156 | 194 | 200
Unknown - IFR | 6.7 | 6.7 | 0.2 | 0.2 | 3 | 3 |  | Unknown - IFR | 43 | 270 | 1.4 | [6 empty] | 29 | 310 | 39 | 168 | 207 | 213
1 | 2 | 3 | 4 | 5 | 6 | 7 | Gauge-float well (automatic gauge) | Unbolted cover, ungasketed | 14 | 5.4 | 1.1 | 1 | [5 empty] | 30 | 320 | 39 | 179 | 218 | 226
[8 empty] | Unbolted cover, gasketed | 4.3 | 17 | 0.38 | 1 | [5 empty] | 31 | 330 | 40 | 190 | 230 | 240
Tbl 7.1-8 Riveted | [7 empty] | Bolted cover, gasketed | 2.8 | 0 | 0 | 1 | [5 empty] | 32 | 340 | 41 | 202 | 243 | 255
Seal Type | KRA | KRB | n |  |  |  |  | Unknown - EFR/Domed EFR | 14 | 5.4 | 1.1 | 1 | [5 empty] | 33 | 350 | 42 | 213 | 255 | 270
Mechanical Shoe - Primary Only | 10.8 | 0.4 | 2 |  |  |  |  | Unknown - IFR | 14 | 5.4 | 1.1 | 1 | [5 empty] | 34 | 360 | 44 | 226 | 270 | 285
Mechanical Shoe w/ Shoe-Mounted Secondary | 9.2 | 0.2 | 1.9 |  |  |  | Gauge hatch/sample port | Weighted mechanical actuation, gasketed | 0.47 | 0.02 | 0.97 | 1 | [5 empty] | 35 | 370 | 45 | 238 | 283 | 300
Mechanical Shoe w/ Rim Mounted Secondary | 1.1 | 0.3 | 1.5 |  |  |  |  | Weighted mechanical actuation, ungasketed | 2.3 | 0 | 0 | 1 | [5 empty] | 36 | 380 | 46 | 252 | 298 | 315
1 | 2 | 3 | 4 |  |  |  |  | Slit fabric seal, 10% open area | 12 | 0 | 0 | 1 | [5 empty] | 37 | 390 | 47 | 266 | 313 | 330
[8 empty] | Unknown - EFR/Domed EFR | 0.47 | 0.02 | 0.97 | 1 | [5 empty] | 38 | 400 | 48 | 281 | 329 | 345
Tbl 7.1-10 | [7 empty] | Unknown - IFR | 12 | 0 | 0 | 1 | [5 empty] | 1 | 2 | 3 | 4 | 5 | 6
Product Stored | Shell Condition | [5 empty] | Vacuum breaker | Weighted mechanical actuation, ungasketed | 7.8 | 0.01 | 4 | Calc
| Light Rust | Dense Rust | Gunnite Lining |  |  |  |  | Weighted mechanical actuation, gasketed | 6.2 | 1.2 | 0.94
Other | 0.0015 | 0.0075 | 0.15 |  |  |  |  | Unknown - EFR/Domed EFR | 6.2 | 1.2 | 0.94
Crude Oil | 0.006 | 0.03 | 0.6 |  |  |  |  | Unknown - IFR | 6.2 | 1.2 | 0.94
[7 empty] | Deck Drain (3" diameter) | Open | 1.5 | 0.21 | 1.7 | Table 7.13
[8 empty] | 90% Closed | 1.8 | 0.14 | 1.1
Tbl 7.1-11 | [7 empty] | Stub Drain (1" diameter) | 1.2 | 0 | 0
| Tank Diameter Range (ft) |  | Typical Number of Columns, NC |  |  |  |  | Unknown - EFR/Domed EFR | 1.8 | 0.14 | 1.1
Diameter Range # | Min | Max | [5 empty] | Unknown - IFR | 0 | 0 | 0
1 | 0 | 85 | 1 |  |  |  | Deck Leg IFR | Adjustable | 7.9 | 0 | 0 | Table 7.1-15
2 | 85 | 100 | 6 |  |  |  |  | N/A - EFR/Domed EFR | 0 | 0 | 0
3 | 100 | 120 | 7 |  |  |  |  | Unknown - IFR | 7.9 | 0 | 0
4 | 120 | 135 | 8 |  |  |  | Deck Leg EFR/Domed EFR Pontoon Area | Adjustable, pontoon area ungasketed | 2 | 0.37 | 0.91 | Table 7.1-14
5 | 135 | 150 | 9 |  |  |  |  | Adjustable, pontoon area gasketed | 1.3 | 0.08 | 0.65
6 | 150 | 170 | 16 |  |  |  |  | Adjustable, pontoon area sock | 1.2 | 0.14 | 0.65
7 | 170 | 190 | 22 |  |  |  |  | Unknown - EFR/Domed EFR Pontoon Area | 2 | 0.37 | 0.91
8 | 190 | 220 | 31 |  |  |  |  | N/A - EFR/Domed EFR Double Deck | 0 | 0 | 0
9 | 220 | 235 | 37 |  |  |  |  | N/A - IFR | 0 | 0 | 0
10 | 235 | 270 | 43 |  |  |  | Deck Leg EFR/Domed EFR Pontoon Center Area and Double Deck | Adjustable, center area ungasketed | 0.82 | 0.53 | 0.14 | Table 7.1-14
11 | 270 | 290 | 49 |  |  |  |  | Adjustable, center area gasketed | 0.53 | 0.11 | 0.13
12 | 290 | 330 | 61 |  |  |  |  | Adjustable, center area sock | 0.49 | 0.16 | 0.14
13 | 330 | 360 | 71 |  |  |  |  | Unknown - EFR/Domed EFR | 0.82 | 0.53 | 0.14
14 | 360 | 400 | 81 |  |  |  |  | N/A - IFR | 0 | 0 | 0
1 | 2 | 3 | 4 |  |  |  | Rim Vent | Weighted mechanical actuation, ungasketed | 0.68 | 1.8 | 1 | 1
[8 empty] | Weighted mechanical actuation, gasketed | 0.71 | 0.1 | 1 | 1
[8 empty] | Unknown - EFR/Domed EFR | 0.71 | 0.1 | 1 | 1
[8 empty] | Unknown - IFR | 0.71 | 0.1 | 1 | 1
[7 empty] | Ladder Well | Sliding cover, ungasketed | 98 | 0 | 0 | 1
[8 empty] | Sliding cover, gasketed | 56 | 0 | 0 | 1
[8 empty] | N/A - EFR/Domed EFR | 0 | 0 | 0 | 0
[8 empty] | Unknown - IFR | 98 | 0 | 0 | 1
[7 empty] | Combo Ladder Well/Slotted Guide Pole | Sliding Cover, ungasketed | 98 | 0 | 0 | 1
[8 empty] | Ladder Sleeve, ungasketed sliding cover | 65 | 0 | 0 | 1
[8 empty] | Ladder Sleeve, ungasketed sliding cover | 60 | 0 | 0 | 1
[8 empty] | N/A - EFR/Domed EFR | 0 | 0 | 0 | 0
[8 empty] | N/A - Slotted Guide Pole and Ladder Exist Seperately | 0 | 0 | 0 | 0
1

## Pull Downs
Terminal_X_Ref
Terminals | Table 7.1 Location
Altoona | Pittsburgh, PA
Baltimore | Baltimore , MD
Blakeley | Mobile, AL
Brooklyn | New York-LaGuardia, NY
Chickasaw | Mobile, AL
Cleveland | Cleveland, OH
Dupont | Scranton, PA
Joliet | Chicago, IL
Madison | Madison, WI
Mechanicsburg | Middletown, PA
Mobile | Mobile, AL
Norfolk | Norfolk, VA
Selma | Raleigh-Durham, NC
Spartanburg | Columbia, SC
South Williamsport | Williamsport, PA
Portland | Astoria, OR
Test | Denver, CO
Toledo | Toledo, OH
FX_Tank_Type
Horizontal
Vertical
FX_Roof_Type
Cone
Dome
FLT_Tank_Type
Riveted
Welded
FLT_Roof_Type
External Floating Roof
Domed External Floating Roof
Internal Floating Roof
Deck_Construction
Welded Deck
Bolted Deck
Column_Diameter
9" by 7"
8" Diameter
Unknown
Deck_Type
N/A - IFR
N/A - Domed EFR
Pontoon
Double Deck
Seal_Type
Mechanical Shoe - Primary Only
Mechanical Shoe w/ Shoe-Mounted Secondary
Mechanical Shoe w/ Rim Mounted Secondary
Liquid-Mounted Seal - Primary Only
Liquid-Mounted Seal w/ Weather Shield
Liquid-Mounted Seal w/ Rim Mounted Secondary
Vapor-Mounted Seal - Primary Only
Vapor-Mounted Seal w/ Weather Shield
Vapor-Mounted Seal w/ Rim Mounted Secondary
Unknown - EFR
Unknown - Domed EFR
Unknown - IFR
Seal_Tightness
Average
Tight
Roof_Support_Type
IFR - Self Supported
IFR - Column Supported
N/A - EFR/Domed EFR
Roof_Column_Cons
9" by 7"
8" Diameter
Unknown
Shell_Cond
Light Rust
Dense Rust
Gunnite Lining

## References
Month_Ref
|  | days/month | Weather_Index Column
1 | January | 31 | 2
2 | February | 28 | 3
3 | March | 31 | 4
4 | April | 30 | 5
5 | May | 31 | 6
6 | June | 30 | 7
7 | July | 31 | 8
8 | August | 31 | 9
9 | September | 30 | 10
10 | October | 31 | 11
11 | November | 30 | 12
12 | December | 31 | 13
13 | Annual | 365 | 14
Paint_Cond_Column
New | 2
Average | 3
Aged | 4
KD
Welded Deck | 0
Bolted Deck | 1.4
FC
9" by 7" | 1.1
8" Diameter | 0.7
Unknown | 1

## Float Variables
FLT Variables
Tank Properties- Constant | Tank Properties- Variable | Lookups - Constant |  | Lookups - Variable |  | Calculation - Constant | Calculation - Variable
|  | Variable Name | Location | Variable Name | Location
Spreadsheet ID | Product Name | KRA | Tbl 7.1-8 | v | Weather Data | NF | LT
Name/ID | Product Type | KRB | Tbl 7.1-8 | TAN | Weather Data | FF | LW
Location | Product RVP | n | Tbl 7.1-8 | TAX | Weather Data |  | LS
D | Throughput | KFa | Tbl 7.1-12 | alpha R |  |  | LR
HS | TB | KFB | Tbl 7.1-12 | alpha S |  |  | LF
Tank Type |  | NF | Tbl 7.1-11,12,13,15 | I |  |  | LD
Shell Color |  | m | Tbl 7.1-12 | WL |  |  | P*
Shell Paint Condition |  | KD | References |  |  |  | PVA
Roof Color |  | SD | Table 7.1-16 |  |  |  | MV
Roof Paint Condition |  | Cs | Table 7.1-10 |  |  |  | Kc
Roof Type |  | NC | Tbl 7.1-11 |  |  |  | TLA
Deck Type |  | FC | References |  |  |  | TAA
Deck Construction |  | Product Slope |  |  |  |  | TB
Primary Shoe | [6 empty] | KF
Secondary Shoe
Seal Tightness
Roof Support Type
Number of Columns
Roof Fittings

## Antoine_coefficient_table
Antoine Coefficients
log(P) = A-B/(T+C) where P is in mmHg and T is in Celsius
compound name | A | B | C
carbon-tetrachloride | 6.8941 | 1219.58 | 227.17
trichlorofluoromethane | 6.8843 | 1043.01 | 236.86
dichlorodifluoromethane | 6.6862 | 782.072 | 235.377
chlorotrifluoromethane | 6.3511 | 522.061 | 231.677
carbon-tetrafluoride | 6.9723 | 540.5 | 260.1
carbon-monoxide | 6.2402 | 230.27 | 260.01
carbon-dioxide | 9.8106 | 1347.79 | 273
carbonyl-sulfide | 6.9072 | 804.48 | 250
carbon-disulfide | 6.9419 | 1168.62 | 241.54
chloroform | 6.9371 | 1171.2 | 227
dichlorofluoromethane | 6.9757 | 996.267 | 234.172
chlorodifluoromethane | 6.7577 | 740.39 | 231.86
trifluoromethane | 7.0886 | 705.33 | 249.78
triiodomethane | 6.596 | 1567.8 | 204
isothiocyanic-acid | 0 | 0 | 0
dichloromethane | 7.0803 | 1138.91 | 231.46
chlorofluoromethane | 6.2045 | 740.39 | 231.86
difluoromethane | 7.1389 | 821.7 | 244.7
diiodomethane | 6.9425 | 1567.8 | 204
formaldehyde | 7.1561 | 957.24 | 243.01
formic-acid | 7.3779 | 1563.28 | 247.07
bromomethane | 6.9597 | 986.59 | 238.33
chloromethane | 6.9944 | 902.45 | 243.61
fluoromethane | 7.0976 | 740.22 | 253.89
iodomethane | 6.988 | 1146.34 | 236.66
nitromethane | 7.044 | 1291 | 209.01
methyl-nitrite | 0 | 0 | 0
methyl-nitrate | 0 | 0 | 0
methane | 6.6956 | 405.42 | 267.777
methanol | 8.0724 | 1574.99 | 238.87
methanethiol | 7.0316 | 1015.547 | 238.706
methylamine | 7.4969 | 1079.15 | 240.24
tetrachloroethene | 7.02 | 1415.49 | 221.01
hexachloroethane | 7.0863 | 1626.945 | 197.048
112trichlorotrifluoroethane | 6.8803 | 1099.9 | 227.5
12dichlorotetrafluoroethane | 6.8708 | 942.336 | 232.632
chloropentafluoroethane | 6.8333 | 802.97 | 242.28
tetrafluoroethene | 6.8966 | 683.84 | 245.94
hexafluoroethane | 6.7933 | 657.06 | 246.22
cyanogen | 6.4363 | 576.579 | 182.308
trichloroethene | 7.0281 | 1315.1 | 230.01
pentachloroethane | 6.74 | 1378 | 197
trifluoroethene | 5.6871 | 491.359 | 227.23
acetylene(ethyne) | 9.1402 | 1232.6 | 280.9
1,1-dichloroethene | 6.9722 | 1099.4 | 237.2
cis-1,2-dichloroethene | 7.0223 | 1205.4 | 230.6
trans-1,2-dichloroethene | 6.9651 | 1141.9 | 231.9
1,1,2,2-tetrachloroethane | 6.6317 | 1228.1 | 179.9
1,1-difluoroethene | 6.3492 | 491.359 | 227.239
cis-1,2-difluoroethene | 5.314 | 491.359 | 227.23
trans-1,2-difluoroethene | 5.314 | 491.359 | 227.23
ketene | 6.9573 | 803.1 | 238.01
bromoethylene | 7.2438 | 1219.308 | 264.021
chloroethene | 6.4971 | 783.4 | 230.01
1,1,2-trichloroethane | 6.9653 | 1351 | 217
acetyl-chloride | 6.8407 | 1062.86 | 217.63
fluoroethene | 6.3395 | 593.551 | 243.111
1,1,1-trifluoroethane | 6.9038 | 788.21 | 243.24
acetonitrile | 7.0735 | 1279.2 | 224.01
ethylene | 6.7476 | 585 | 255
1,2-dibromoethane | 6.7215 | 1280.82 | 201.75
1,1-dichloroethane | 6.9853 | 1171.42 | 228.13
1,2-dichloroethane | 7.0253 | 1271.25 | 222.94
1,1-difluoroethane | 7.03 | 910 | 244
1,2-diiodoethane | 6.9883 | 1647.1 | 201
ethylene-oxide | 7.2701 | 1115.1 | 244.15
acetaldehyde | 7.0565 | 1070.6 | 236.01
acetic-acid | 7.2996 | 1479.02 | 216.82
methyl-formate | 7.1704 | 1125.2 | 230.56
thioacetic-acid | 7.7489 | 1479.02 | 216.82
thiacyclopropane | 7.0373 | 1194.37 | 232.42
bromoethane | 6.92 | 1090.81 | 231.72
chloroethane | 6.94 | 1012.78 | 236.68
fluoroethane | 6.9785 | 854.21 | 246.16
iodoethane | 6.959 | 1232 | 229
ethylenimine | 7.1323 | 1133.7 | 210.01
nitroethane | 7.5878 | 1671.266 | 241.187
ethyl-nitrate | 7.1637 | 1338.8 | 224.9
ethane | 6.8345 | 663.7 | 256.47
methyl-ether | 7.3164 | 1025.56 | 256.06
Ethanol | 8.2133 | 1652.05 | 231.48
ethylene-glycol | 8.7945 | 2615.4 | 244.91
methyl-sulfide | 6.9488 | 1090.755 | 230.799
ethanethiol | 6.9521 | 1084.531 | 231.385
methyl-disulfide | 6.9779 | 1346.342 | 218.863
ethylamine | 7.3862 | 1137.3 | 235.86
dimethylamine | 7.0639 | 1024.4 | 238.01
acrylonitrile | 6.9163 | 1208.3 | 222.01
allene(propadiene) | 5.7137 | 458.06 | 196.07
propyne(methylacetylene) | 6.7848 | 803.73 | 229.08
acrylic-acid | 7.1926 | 1441.5 | 193.01
3-bromo-1-propene | 7.0519 | 1259.83 | 232.04
3-chloro-1-propene | 6.9388 | 1099.6 | 226.01
1,2,3-trichloropropane | 7.0028 | 1484.1 | 204.01
3-iodo-1-propene | 6.9693 | 1316.5 | 220
propionitrile | 6.9301 | 1277.2 | 218.01
propene | 6.8196 | 785 | 247
cyclopropane | 6.8879 | 856.01 | 246.51
1,2-dibromopropane | 6.891 | 1419.6 | 212
1,2-dichloropropane | 6.9654 | 1296.4 | 221
1,3-dichloropropane | 6.9719 | 1376.2 | 216
2,2-dichloropropane | 6.9482 | 1201.1 | 226
1,2-diiodopropane | 6.0765 | 1507.41 | 244.7
propylene-oxide | 6.6546 | 915.31 | 208.29
allyl-alcohol | 7.3424 | 1271.7 | 188.01
propionaldehyde | 7.0493 | 1154.8 | 229.01
acetone | 7.2316 | 1277.03 | 237.23
thiacyclobutane | 7.0167 | 1321.331 | 224.513
1-bromopropane | 7.0377 | 1259.836 | 232.042
2-bromopropane | 7.0046 | 1223.475 | 236.508
1-chloropropane | 6.9311 | 1121.12 | 230.21
2-chloropropane | 6.9654 | 1081.6 | 230.01
1-fluoropropane | 6.9533 | 965.18 | 239.5
2-fluoropropane | 7.0745 | 965.18 | 239.5
1-iodopropane | 7.2212 | 1507.41 | 244.701
2-iodopropane | 7.0167 | 1340.448 | 234.365
1-nitropropane | 7.1146 | 1467.45 | 215.23
2-nitropropane | 7.4865 | 1664.036 | 240.995
propyl-nitrate | 7.7372 | 1721.723 | 245.49
isopropyl-nitrate | 6.4201 | 1018.568 | 183.528
propane | 6.804 | 803.81 | 246.99
ethyl-methyl-ether | 5.8819 | 504.49 | 160.76
propyl-alcohol | 7.6192 | 1375.14 | 193.01
isopropyl-alcohol | 8.1182 | 1580.92 | 219.62
ethyl-methyl-sulfide | 6.9385 | 1182.562 | 224.784
1-propanethiol | 6.9285 | 1183.307 | 224.624
2-propanethiol | 6.8773 | 1113.895 | 226.157
propylamine | 6.9468 | 1108.2 | 224.01
trimethylamine | 6.9704 | 968.7 | 234.01
octafluorocyclobutane | 6.8153 | 862.49 | 225.15
butadiyne(biacetylene) | 5.5192 | 460.684 | 164.594
1buten3yne(vinylacetylene) | 6.953 | 957 | 230.01
furan | 6.9753 | 1060.85 | 227.75
thiophene | 6.9593 | 1246.02 | 221.35
1,2-butadiene | 6.9938 | 1041.117 | 242.274
1,3-butadiene | 6.85 | 930.546 | 238.854
1-butyne(ethylacetylene) | 6.982 | 988.75 | 233.01
2-butyne(dimethylacetylene) | 7.0734 | 1101.71 | 235.81
cyclobutene | 6.9577 | 1009.32 | 244.986
acetic-anhydride | 7.1216 | 1427.77 | 198.05
butyronitrile | 7.0396 | 1390.7 | 217
isobutyronitrile | 7.2159 | 1390.7 | 217
1-butene | 6.8429 | 926.1 | 240
2-butene,cis | 6.8693 | 960.1 | 237
2-butene,trans | 6.8695 | 960.8 | 240
2-methylpropene | 6.8413 | 923.2 | 240
cyclobutane | 6.9163 | 1024.54 | 241.38
1,2-dibromobutane | 7.257 | 1759.076 | 235.009
2,3-dibromobutane | 7.2002 | 1691.481 | 230.223
1,2-diiodobutane | 6.2433 | 1507.41 | 244.7
butyraldehyde | 7.0212 | 1233 | 223.01
2-butanone | 7.2087 | 1368.21 | 236.51
p-dioxane | 7.0063 | 1288.5 | 211.01
ethyl-acetate | 7.0146 | 1211.9 | 216.01
thiacyclopentane | 6.9954 | 1401.939 | 219.607
1-bromobutane | 6.9225 | 1298.608 | 219.7
2-bromobutane | 6.8272 | 1229.08 | 220
2-bromo-2-methylpropane | 6.6685 | 1129.7 | 225
1-chlorobutane | 6.9379 | 1227.43 | 224.11
2-chlorobutane | 6.9447 | 1195.8 | 226.01
1-chloro-2-methylpropane | 6.953 | 1205.079 | 227.046
2-chloro-2-methylpropane | 6.8671 | 1114.9 | 229.01
2-iodo-2-methylpropane | 7.2539 | 1507.41 | 244.7
pyrrolidine | 6.9246 | 1179.99 | 205.26
1-nitrobutane | 6.8671 | 1467.45 | 215.23
2-nitrobutane | 7.252 | 1664.03 | 240.99
butane | 6.809 | 935.86 | 238.73
2-methylpropane(isobutane) | 6.9105 | 946.35 | 246.68
ethyl-ether | 6.9203 | 1064.07 | 228.8
methyl-propyl-ether | 6.1186 | 708.69 | 179.9
methyl-isopropyl-ether | 6.245 | 708.69 | 179.9
butyl-alcohol | 7.4768 | 1362.39 | 178.73
sec-butyl-alcohol | 7.4743 | 1314.19 | 186.51
tert-butyl-alcohol | 7.3199 | 1154.48 | 177.66
ethylsulfide | 6.9284 | 1257.833 | 218.662
isopropyl-methyl-sulfide | 6.902 | 1232.17 | 221.67
methyl-propyl-sulfide | 6.9554 | 1284.32 | 219.66
1-butanethiol | 6.9275 | 1281.018 | 218.1
2-butanethiol | 6.887 | 1229.904 | 222.021
2-methyl-1-propanethiol | 6.8875 | 1237.282 | 220.313
2-methyl-2-propanethiol | 6.7878 | 1115.565 | 221.314
ethyl-disulfide | 6.9751 | 1485.97 | 208.958
butylamine | 7.213 | 1308.4 | 224.2
sec-butylamine | 7.1507 | 1238.3 | 227
tert-butylamine | 6.7831 | 993.262 | 210.493
diethylamine | 6.9724 | 1127 | 220.01
pyridine | 6.9882 | 1344.2 | 212.01
2-methylthiophene | 6.939 | 1326.48 | 214.31
3-methylthiophene | 6.9861 | 1363.84 | 216.78
1,2-pentadiene | 6.9182 | 1104.991 | 228.851
1,3-pentadiene,cis | 6.9109 | 1101.923 | 229.367
1,3-pentadiene,trans | 6.9132 | 1103.84 | 231.724
1,4-pentadiene | 6.8354 | 1017.995 | 231.461
2,3-pentadiene | 6.9622 | 1126.837 | 227.841
3-methyl-1,2-butadiene | 6.9435 | 1103.901 | 230.89
2-methyl-1,3-butadiene | 6.8856 | 1071.578 | 233.513
1-pentyne | 6.9673 | 1092.52 | 227.19
2-pentyne | 7.0461 | 1189.87 | 229.6
3-methyl-1-butyne | 6.8848 | 1014.81 | 227.11
cyclopentene | 6.9207 | 1121.81 | 233.46
spiropentane | 6.917 | 1090.08 | 231.1
1-pentene | 6.8465 | 1044.895 | 233.516
2-pentene,cis | 6.8727 | 1067.951 | 230.585
2-pentene,trans | 6.9058 | 1083.987 | 232.965
2-methyl-1-butene | 6.8731 | 1053.78 | 232.788
3-methyl-1-butene | 6.8262 | 1013.474 | 236.816
2-methyl-2-butene | 6.9156 | 1095.088 | 232.842
cyclopentane | 6.8868 | 1124.162 | 231.361
2,3-dibromo-2-methylbutane | 7.3674 | 1695.9 | 207
valeraldehyde | 7.0192 | 1316 | 215.01
2-pentanone | 6.95 | 1274.6 | 210.91
thiacyclohexane | 6.9052 | 1422.47 | 211.72
cyclopentanethiol | 6.915 | 1388.63 | 212.05
1-bromopentane | 6.9558 | 1401.634 | 214.38
1-chloropentane | 6.9662 | 1332.89 | 218.5
1-chloro-3-methylbutane | 6.7953 | 1258.5 | 223
2-chloro-2-methylbutane | 6.959 | 1258.5 | 223
pentane | 6.8763 | 1075.78 | 233.205
2-methylbutane(isopentane) | 6.8331 | 1040.73 | 235.445
2,2-dimethypropane | 6.6043 | 883.42 | 227.782
MTBE | 5.896 | 708.69 | 179.9 |  |  | 2.4373 | 273.7086
pentyl-alcohol | 7.1776 | 1314.56 | 168.16
tert-pentyl-alcohol | 7.8753 | 1604.7 | 208.16
butyl-methyl-sulfide | 6.9458 | 1363.808 | 212.074
ethyl-propyl-sulfide | 6.9338 | 1341.57 | 212.51
2-methyl-2-butanethiol | 6.8284 | 1254.885 | 218.759
1-pentanethiol | 6.9331 | 1369.479 | 211.314
hexachlorobenzene | 9.786 | 4597.57 | 355.961
hexafluorobenzene | 7.033 | 1227.98 | 215.5
o-dichlorobenzene | 7.0703 | 1649.55 | 213.32
m-dichlorobenzene | 7.3037 | 1782.4 | 230.01
p-dichlorobenzene | 6.998 | 1575.11 | 208.52
m-difluorobenzene | 7.0658 | 1310.27 | 222.58
o-difluorobenzene | 7.0203 | 1310.271 | 222.587
p-difluorobenzene | 7.0881 | 1310.27 | 222.58
bromobenzene | 6.8606 | 1438.82 | 205.45
chlorobenzene | 6.9781 | 1431.05 | 217.56
fluorobenzene | 7.187 | 1381.83 | 235.57
iodobenzene | 7.0119 | 1640.13 | 208.78
Benzene | 6.9056 | 1211.033 | 220.79
phenol | 7.1345 | 1516.07 | 174.57
benzenethiol | 6.9902 | 1529.454 | 203.048
2-picoline | 7.0324 | 1415.73 | 211.58
3-picoline | 7.0502 | 1481.77 | 211.21
aniline | 7.2418 | 1675.3 | 200.01
1-hexyne | 6.9121 | 1194.6 | 225
cyclohexene | 6.8724 | 1221.9 | 223.18
1-methylcyclopentene | 6.8688 | 1199.6 | 225
3-methylcyclopentene | 6.8726 | 1165.6 | 227
4-methylcyclopentene | 6.8701 | 1197.6 | 225
cyclohexanone | 6.9785 | 1495.58 | 209.559
1-hexene | 6.8657 | 1152.971 | 225.849
2-hexene,cis | 7.0381 | 1258.571 | 233.851
2-hexene,trans | 6.8934 | 1173.343 | 224.53
3-hexene,cis | 6.8785 | 1164.134 | 224.749
3-hexene,trans | 6.9178 | 1180.707 | 225.384
2-methyl-1-pentene | 6.8503 | 1138.516 | 224.704
3-methyl-1-pentene | 6.7552 | 1086.316 | 226.204
4-methyl-1-pentene | 6.8353 | 1121.302 | 229.687
2-methyl-2-pentene | 6.9237 | 1183.837 | 225.514
3-methyl-2-pentene,cis | 6.9107 | 1186.402 | 226.696
3-methyl-2-pentene,trans | 6.9263 | 1194.527 | 224.833
4-methyl-2-pentene,cis | 6.8413 | 1120.707 | 226.586
4-methyl-2-pentene,trans | 6.8803 | 1142.874 | 227.143
2-ethyl-1-butene | 6.9971 | 1218.352 | 231.3
2,3-dimethyl-1-butene | 6.8624 | 1134.675 | 229.367
3,3-dimethyl-1-butene | 6.6775 | 1010.516 | 224.909
2,3-dimethyl-2-butene | 6.9506 | 1215.428 | 225.443
cyclohexane | 6.8413 | 1201.531 | 222.647
methylcyclopentane | 6.8628 | 1186.059 | 226.042
cyclohexanol | 6.2553 | 912.87 | 109.13
hexanal | 6.7144 | 1316 | 215.01
thiacycloheptane | 6.9052 | 1422.47 | 211.72
hexane | 6.8702 | 1168.72 | 224.21
2-methylpentane | 6.8391 | 1135.41 | 226.572
3-methylpentane | 6.8189 | 1152.368 | 227.129
2,2-dimethylbutane | 6.7548 | 1081.176 | 229.343
2,3-dimethylbutane | 6.8098 | 1127.187 | 228.9
propyl-ether | 6.9476 | 1256.5 | 219
isopropyl-ether | 7.0971 | 1257.6 | 230.01
hexyl-alcohol | 7.8604 | 1761.26 | 196.67
butyl-ethyl-sulfide | 6.941 | 1421.32 | 205.81
isopropyl-sulfide | 6.8712 | 1327.12 | 212.55
methyl-pentyl-sulfide | 7.1161 | 1413.44 | 205.73
propyl-sulfide | 6.9358 | 1413.44 | 205.73
1-hexanethiol | 6.9466 | 1454.004 | 204.954
propyl-disulfide | 6.9753 | 1603.793 | 195.848
triethylamine | 6.8989 | 1251.8 | 222.01
a,a,a-trifluorotoluene | 6.9704 | 1306.35 | 217.38
benzonitrile | 7.7291 | 2110.572 | 244.819
benzoic-acid | 7.454 | 1820 | 147.96
p-fluorotoluene | 6.9943 | 1374.055 | 217.4
toluene | 6.9546 | 1344.8 | 219.482
1,3,5-cycloheptatriene | 6.9743 | 1376.84 | 220.75
m-cresol | 7.508 | 1856.36 | 199.07
o-cresol | 6.9117 | 1435.5 | 165.16
p-cresol | 7.0351 | 1511.08 | 161.86
1-heptyne | 6.6859 | 1216.6 | 220
1-heptene | 6.9007 | 1257.505 | 219.179
cycloheptane | 6.8539 | 1331.57 | 216.36
ethylcyclopentane | 6.8871 | 1298.599 | 220.675
1,1-dimethylcyclopentane | 6.8172 | 1219.474 | 221.946
c-1,2-dimethylcyclopentane | 6.8501 | 1269.14 | 220.209
t-1,2-dimethylcyclopentane | 6.8442 | 1242.748 | 221.686
c-1,3-dimethylcyclopentane | 6.8372 | 1237.456 | 222.005
t-1,3-dimethylcyclopentane | 6.8382 | 1240.023 | 221.621
methylcyclohexane | 6.823 | 1270.763 | 221.416
heptanal | 5.4759 | 686.453 | 111.817
heptane | 6.8938 | 1264.37 | 216.636
2-methylhexane | 6.8732 | 1236.026 | 219.545
3-methylhexane | 6.8676 | 1240.196 | 219.223
3-ethylpentane | 6.8756 | 1251.827 | 219.887
2,2-dimethylpentane | 6.8148 | 1190.033 | 223.303
2,3-dimethylpentane | 6.8538 | 1238.017 | 221.823
2,4-dimethylpentane | 6.8262 | 1192.041 | 221.634
3,3-dimethylpentane | 6.8267 | 1228.663 | 225.316
2,2,3-trimethylbutane | 6.7923 | 1200.563 | 226.05
isopropyl-tert-butyl-ether | 6.6291 | 1257.6 | 230.01
heptyl-alcohol | 6.6476 | 1140.64 | 126.56
butyl-propyl-sulfide | 6.6528 | 1421.32 | 205.81
ethyl-pentyl-sulfide | 6.6528 | 1421.32 | 205.81
hexyl-methyl-sulfide | 6.6528 | 1421.32 | 205.81
1-heptanethiol | 6.9525 | 1525.311 | 197.696
ethynylbenzene | 6.957 | 1445.58 | 209.44
styrene | 6.9571 | 1445.58 | 209.44
1,3,5,7-cyclooctatetraene | 7.0067 | 1472.11 | 215.84
ethylbenzene | 6.9572 | 1424.255 | 213.206
m-xylene | 7.0091 | 1462.266 | 215.105
o-xylene | 6.9989 | 1474.679 | 213.686
p-xylene | 6.9905 | 1453.43 | 215.307
1-octyne | 7.0245 | 1413.8 | 215
1-octene | 6.9326 | 1353.486 | 212.764
cyclooctane | 6.8619 | 1437.78 | 209.98
propylcyclopentane | 6.9039 | 1384.386 | 213.159
ethylcyclohexane | 6.8673 | 1382.466 | 214.995
1,1-dimethylcyclohexane | 6.7982 | 1321.705 | 217.845
c-1,2-dimethylcyclohexane | 6.8375 | 1367.311 | 215.835
t-1,2-dimethylcyclohexane | 6.8331 | 1353.881 | 219.132
c-1,3-dimethylcyclohexane | 6.8388 | 1338.473 | 218.072
t-1,3-dimethylcyclohexane | 6.8346 | 1343.687 | 215.394
c-1,4-dimethylcyclohexane | 6.8329 | 1345.613 | 216.154
t-1,4-dimethylcyclohexane | 6.8177 | 1330.437 | 218.581
octanal | 12.5117 | 3977.531 | 244.532
octane | 6.9094 | 1349.82 | 209.385
2-methylheptane | 6.9173 | 1337.468 | 213.693
3-methylheptane | 6.8994 | 1331.53 | 212.414
4-methylheptane | 6.9006 | 1327.661 | 212.568
3-ethylhexane | 6.891 | 1327.884 | 212.595
2,2-dimethylhexane | 6.8372 | 1273.594 | 215.072
2,3-dimethylhexane | 6.87 | 1315.503 | 214.157
2,4-dimethylhexane | 6.853 | 1287.876 | 214.79
2,5-dimethylhexane | 6.8598 | 1287.274 | 214.412
3,3-dimethylhexane | 6.8512 | 1307.882 | 217.439
3,4-dimethylhexane | 6.8799 | 1330.035 | 214.863
3-ethyl-2-methylpentane | 6.8636 | 1318.12 | 215.306
3-ethyl-3-methylpentane | 6.8673 | 1347.209 | 219.684
2,2,3-trimethylpentane | 6.8255 | 1294.875 | 218.42
2,2,4-trimethylpentane | 6.8119 | 1257.84 | 220.735
2,3,3-trimethylpentane | 6.8435 | 1328.046 | 220.375
2,3,4-trimethylpentane | 6.854 | 1315.084 | 217.526
2,2,3,3-tetramethylbutane | 6.8766 | 1329.93 | 226.36
butyl-ether | 6.9825 | 1431.5 | 207.01
sec-butyl-ether | 6.7915 | 1348.53 | 223.79
tert-butyl-ether | 6.9329 | 1348.533 | 223.79
octyl-alcohol | 6.837 | 1310.62 | 136.06
butyl-sulfide | 6.5459 | 1421.32 | 205.81
ethyl-hexyl-sulfide | 6.4269 | 1421.32 | 205.81
heptyl-methyl-sulfide | 6.4269 | 1421.32 | 205.81
pentyl-propyl-sulfide | 6.4269 | 1421.32 | 205.81
1-octanethiol | 6.9691 | 1593 | 190.61
butyl-disulfide | 6.9638 | 1684.1 | 181.3
alpha-methylstyrene | 7.0924 | 1582.7 | 206.01
propenylbenzene,cis | 7.4496 | 1909.083 | 238.874
propenylbenzene,trans | 7.5499 | 1909.08 | 238.87
m-methylstyrene | 6.8793 | 1471.44 | 200
o-methylstyrene | 6.8846 | 1485.41 | 200
p-methylstyrene | 7.0112 | 1535.1 | 200.7
propylbenzene | 6.9514 | 1491.297 | 207.14
cumene | 6.9367 | 1460.793 | 207.777
m-ethyltoluene | 7.0158 | 1529.184 | 208.509
o-ethyltoluene | 7.0031 | 1535.374 | 207.3
p-ethyltoluene | 6.998 | 1527.113 | 208.921
1,2,3-trimethylbenzene | 7.0408 | 1593.958 | 207.078
1,2,4-trimethylbenzene | 7.0438 | 1573.267 | 208.564
mesitylene | 7.0744 | 1569.622 | 209.578
1-nonyne | 6.7741 | 1404.7 | 210
1-nonene | 6.9539 | 1435.359 | 205.535
butylcyclopentane | 6.8994 | 1457.08 | 205.99
propylcyclohexane | 6.8865 | 1460.8 | 207.939
c-c-135trimethylcyclohexane | 7.0974 | 1460.8 | 207.93
c-t-135trimethylcyclohexane | 7.0727 | 1460.8 | 207.93
nonanal | 7.8151 | 2036.854 | 227.486
nonane | 6.9344 | 1429.46 | 201.82
2-methyloctane | 6.9119 | 1398.42 | 203.65
3-methyloctane | 6.9092 | 1405.8 | 204.76
4-methyloctane | 6.9032 | 1399.12 | 205.41
3-ethylheptane | 6.9049 | 1406.5 | 206.5
4-ethylheptane | 6.899 | 1399.8 | 207.2
2,2-dimethylheptane | 6.8817 | 1363.91 | 208.21
2,3-dimethylheptane | 6.8764 | 1389.5 | 207.3
2,4-dimethylheptane | 6.9025 | 1368.72 | 207.44
2,5-dimethylheptane | 6.8932 | 1375.4 | 206.8
2,6-dimethylheptane | 6.8938 | 1368 | 205.68
3,3-dimethylheptane | 6.8755 | 1385.36 | 209.79
3,4-dimethylheptane | 6.8836 | 1396.9 | 208.4
3,5-dimethylheptane | 6.9016 | 1382.8 | 207.9
4,4-dimethylheptane | 6.8697 | 1378.7 | 210.4
3-ethyl-2-methylhexane | 6.8869 | 1390.2 | 209
4-ethyl-2-methylhexane | 6.9003 | 1376.1 | 208.6
3-ethyl-3-methylhexane | 6.8779 | 1406.8 | 211.4
3-ethyl-4-methylhexane | 6.8943 | 1404.3 | 209.5
2,2,3-trimethylhexane | 6.8657 | 1375.72 | 211.63
2,2,4-trimethylhexane | 6.8492 | 1340.9 | 211.35
2,2,5-trimethylhexane | 6.8353 | 1324.049 | 210.737
2,3,3-trimethylhexane | 6.8542 | 1389.79 | 212.1
2,3,4-trimethylhexane | 6.8527 | 1387.22 | 210.22
2,3,5-trimethylhexane | 6.8708 | 1359.09 | 209.29
2,4,4-trimethylhexane | 6.8516 | 1368.723 | 214.047
3,3,4-trimethylhexane | 6.8576 | 1403.88 | 212.56
3,3-diethylpentane | 6.8926 | 1451.245 | 215.575
3-ethyl-2,2-dimethylpentane | 6.8717 | 1383.13 | 212.75
3-ethyl-2,3-dimethylpentane | 6.8446 | 1418 | 213
3-ethyl-2,4-dimethylpentane | 6.8529 | 1380.54 | 210.87
2,2,3,3-tetramethylpentane | 6.8288 | 1397.483 | 213.703
2,2,3,4-tetramethylpentane | 6.8317 | 1374.042 | 214.762
2,2,4,4-tetramethylpentane | 6.7971 | 1325.183 | 216.093
2,3,3,4-tetramethylpentane | 6.8596 | 1417.473 | 214.705
nonyl-alcohol | 6.6757 | 1276.63 | 123.06
butyl-pentyl-sulfide | 6.2345 | 1421.32 | 205.81
ethyl-heptyl-sulfide | 6.2345 | 1421.32 | 205.81
hexyl-propyl-sulfide | 6.2345 | 1421.32 | 205.81
methyl-octyl-sulfide | 6.2345 | 1421.32 | 205.81
1-nonanethiol | 6.9839 | 1655.6 | 183.7
naphthalene | 7.0107 | 1733.71 | 201.859
azulene | 6.7868 | 1733.71 | 201.85
butylbenzene | 6.9832 | 1577.965 | 201.378
m-diethylbenzene | 7.0036 | 1575.31 | 200.96
o-diethylbenzene | 6.9878 | 1576.94 | 200.51
p-diethylbenzene | 6.9982 | 1588.31 | 201.97
1,2,3,4-tetramethylbenzene | 7.0594 | 1690.54 | 199.48
1,2,3,5-tetramethylbenzene | 7.0779 | 1675.43 | 201.14
1,2,4,5-tetramethylbenzene | 7.08 | 1672.43 | 201.43
1-decyne | 7.1087 | 1606.6 | 206
decahydronaphthalene,cis | 6.8753 | 1594.46 | 203.392
decahydronaphthalene,trans | 6.8568 | 1564.683 | 206.259
1-decene | 6.9603 | 1501.872 | 197.578
1-cyclopentylpentane | 6.9414 | 1540.6 | 198.8
butylcyclohexane | 6.9103 | 1538.518 | 200.833
decanal | 8.2079 | 2378.316 | 237.905
decane | 6.9638 | 1508.75 | 195.374
2-methylnonane | 6.9337 | 1472.73 | 196.38
3-methylnonane | 6.9298 | 1479.1 | 197.5
4-methylnonane | 6.9223 | 1471 | 198.3
5-methylnonane | 6.9188 | 1468.4 | 198.5
3-ethyloctane | 6.9184 | 1477.4 | 199.4
4-ethyloctane | 6.9092 | 1466.68 | 200.44
2,2-dimethyloctane | 6.9062 | 1439.6 | 200.7
2,3-dimethyloctane | 6.8945 | 1462.22 | 200
2,4-dimethyloctane | 6.9215 | 1439.8 | 200.4
2,5-dimethyloctane | 6.9026 | 1442.5 | 200.2
2,6-dimethyloctane | 6.9333 | 1450.53 | 199.4
2,7-dimethyloctane | 6.9133 | 1444.19 | 198.27
3,3-dimethyloctane | 6.889 | 1457.6 | 202.5
3,4-dimethyloctane | 6.8993 | 1465.9 | 201.4
3,5-dimethyloctane | 6.8976 | 1448.8 | 201.3
3,6-dimethyloctane | 6.9128 | 1456.9 | 200.5
4,4-dimethyloctane | 6.8889 | 1446.9 | 203.5
4,5-dimethyloctane | 6.8929 | 1460.52 | 201.9
4-propylheptane | 6.9471 | 1458.7 | 201.2
4-isopropylheptane | 6.8876 | 1449.8 | 202.9
3-ethyl-2-methylheptane | 6.8929 | 1457.9 | 202.2
4-ethyl-2-methylheptane | 6.892 | 1438.2 | 202.3
5-ethyl-2-methylheptane | 6.8942 | 1448.8 | 201.3
3-ethyl-3-methylheptane | 6.8806 | 1472.9 | 204.5
4-ethyl-3-methylheptane | 6.8869 | 1464.2 | 203.3
3-ethyl-5-methylheptane | 6.9159 | 1455.2 | 202.4
3-ethyl-4-methylheptane | 6.8883 | 1466.8 | 203
4-ethyl-4-methylheptane | 6.883 | 1464.9 | 205.2
2,2,3-trimethylheptane | 6.8751 | 1446.1 | 204.4
2,2,4-trimethylheptane | 6.8753 | 1409.4 | 204.5
2,2,5-trimethylheptane | 6.8785 | 1417.4 | 203.8
2,2,6-trimethylheptane | 6.8945 | 1411.09 | 202.63
2,3,3-trimethylheptane | 6.872 | 1457.8 | 205
2,3,4-trimethylheptane | 6.8742 | 1451.7 | 203.6
2,3,5-trimethylheptane | 6.8399 | 1440 | 203
2,3,6-trimethylheptane | 6.8867 | 1433.7 | 201.9
2,4,4-trimethylheptane | 6.8606 | 1418.4 | 205.4
2,4,5-trimethylheptane | 6.8758 | 1437.3 | 203.3
2,4,6-trimethylheptane | 6.9139 | 1411.3 | 202.3
2,5,5-trimethylheptane | 6.882 | 1429.09 | 204.36
3,3,4-trimethylheptane | 6.8686 | 1466.8 | 205.9
3,3,5-trimethylheptane | 6.8552 | 1435.43 | 205.49
3,4,4-trimethylheptane | 6.8672 | 1464.1 | 206.2
3,4,5-trimethylheptane | 6.8711 | 1463.4 | 204.2
3-isopropyl-2-methylhexane | 6.761 | 1441 | 204.7
3,3-diethylhexane | 6.8835 | 1490.9 | 206.2
3,4-diethylhexane | 6.8835 | 1473.2 | 204.2
3-ethyl-2,2-dimethylhexane | 6.8659 | 1444.4 | 206.4
4-ethyl-2,2-dimethylhexane | 6.8953 | 1416 | 206
3-ethyl-2,3-dimethylhexane | 6.8613 | 1475.8 | 206.8
4-ethyl-2,3-dimethylhexane | 6.8682 | 1458 | 204.7
3-ethyl-2,4-dimethylhexane | 6.8668 | 1455.3 | 205
4-ethyl-2,4-dimethylhexane | 6.8672 | 1464.1 | 206.2
3-ethyl-2,5-dimethylhexane | 6.8716 | 1429.3 | 204.1
4-ethyl-3,3-dimethylhexane | 6.8629 | 1473.1 | 207
3-ethyl-3,4-dimethylhexane | 6.8615 | 1470.4 | 207.3
2,2,3,3-tetramethylhexane | 6.8444 | 1464.03 | 209.06
2,2,3,4-tetramethylhexane | 6.8241 | 1443.6 | 207.3
2,2,3,5-tetramethylhexane | 6.8769 | 1417.6 | 206.3
2,2,4,4-tetramethylhexane | 6.7315 | 1396 | 208.7
2,2,4,5-tetramethylhexane | 6.8356 | 1400.55 | 206.26
2,2,5,5-tetramethylhexane | 6.8812 | 1377.98 | 207
2,3,3,4-tetramethylhexane | 6.8424 | 1474.94 | 207.72
2,3,3,5-tetramethylhexane | 6.8504 | 1429.2 | 206.9
2,3,4,4-tetramethylhexane | 6.8294 | 1457.9 | 207.6
2,3,4,5-tetramethylhexane | 6.8716 | 1442.8 | 205.3
3,3,4,4-tetramethylhexane | 6.8116 | 1492.7 | 209.7
24dimethyl3isopropylpentane | 6.8215 | 1432.15 | 206.38
33-diethyl-2-methylpentane | 6.8598 | 1501.8 | 207.7
3ethyl-223trimethylpentane | 6.8071 | 1490.1 | 210
3ethyl-224trimethylpentane | 6.8315 | 1435.6 | 208.1
3ethyl-234trimethylpentane | 6.8162 | 1486.62 | 208.32
22334-pentamethylpentane | 6.7966 | 1474.89 | 210.6
22344-pentamethylpentane | 6.7327 | 1423.83 | 210.35
decyl-alcohol | 6.9224 | 1472.01 | 134.16
butyl-hexyl-sulfide | 6.069 | 1421.32 | 205.81
ethyl-octyl-sulfide | 6.069 | 1421.32 | 205.81
heptyl-propyl-sulfide | 6.069 | 1421.32 | 205.81
methyl-nonyl-sulfide | 6.069 | 1421.32 | 205.81
pentyl-sulfide | 6.069 | 1421.32 | 205.81
1-decanethiol | 6.9981 | 1713.6 | 177
pentyl-disulfide | 6.9581 | 1756 | 166.8
1-methylnaphthalene | 7.0359 | 1826.948 | 195.002
2-methylnaphthalene | 7.0685 | 1840.268 | 198.395
pentylbenzene | 6.9783 | 1639.91 | 194.76
pentamethylbenzene | 7.1376 | 1833.8 | 198.96
1-undecyne | 7.1306 | 1687.2 | 202
1-undecene | 6.9666 | 1562.469 | 189.743
1-cyclopentylhexane | 6.9548 | 1608 | 191.6
pentylcyclohexane | 6.9467 | 1619.11 | 194.51
undecane | 6.9722 | 1569.57 | 187.7
undecyl-alcohol | 6.5271 | 1250 | 100
butyl-heptyl-sulfide | 5.9321 | 1421.32 | 205.81
decyl-methyl-sulfide | 5.9321 | 1421.32 | 205.81
ethyl-nonyl-sulfide | 5.9321 | 1421.32 | 205.81
octyl-propyl-sulfide | 5.9321 | 1421.32 | 205.81
1-undecanethiol | 7.0122 | 1767.4 | 170.4
biphenyl | 7.2454 | 1998.72 | 202.74
1-ethylnaphthalene | 7.0316 | 1841.32 | 185.28
2-ethylnaphthalene | 7.0757 | 1880.73 | 191.41
1,2-dimethylnaphthalene | 7.0061 | 1805.31 | 171.37
1,3-dimethylnaphthalene | 7.2698 | 2076 | 210
1,4-dimethylnaphthalene | 7.2698 | 2076 | 210
1,5-dimethylnaphthalene | 7.0493 | 1855 | 180
1,6-dimethylnaphthalene | 7.2698 | 2076 | 210
1,7-dimethylnaphthalene | 7.0564 | 1879 | 180
2,3-dimethylnaphthalene | 7.0527 | 1869 | 180
2,6-dimethylnaphthalene | 7.046 | 1841 | 180
2,7-dimethylnaphthalene | 7.0478 | 1846 | 180
hexylbenzene | 6.9853 | 1700.5 | 188.2
1,2,3-triethylbenzene | 7.5888 | 2133.55 | 235.68
1,2,4-triethylbenzene | 7.5787 | 2133.558 | 235.681
1,3,5-triethylbenzene | 7.6044 | 2133.55 | 235.68
hexamethylbenzene | 7.1554 | 2133.55 | 235.68
1-dodecyne | 7.1693 | 1771.1 | 198
1-dodecene | 6.9752 | 1619.862 | 182.271
1-cyclopentylheptane | 6.9743 | 1672.2 | 184.4
1-cyclohexylhexane | 6.9555 | 1681 | 187.8
dodecane | 6.998 | 1639.27 | 181.835
dodecyl-alcohol | 7.5399 | 2003.29 | 168.13
butyl-octyl-sulfide | 6.629 | 1408 | 116.06
decyl-ethyl-sulfide | 5.8125 | 1421.32 | 205.81
hexyl-sulfide | 5.8125 | 1421.32 | 205.81
methyl-undecyl-sulfide | 5.8125 | 1421.32 | 205.81
nonyl-propyl-sulfide | 5.8125 | 1421.32 | 205.81
1-dodecanethiol | 7.0244 | 1817.8 | 164.1
hexyl-disulfide | 6.9632 | 1824.9 | 153.5
1-propylnaphthalene | 7.0594 | 1890.8 | 180
2-propylnaphthalene | 7.0605 | 1895.5 | 180
2ethyl-3-methylnaphthalene | 7.0285 | 1895.5 | 180
2ethyl-6-methylnaphthalene | 7.093 | 1895.5 | 180
2ethyl-7-methylnaphthalene | 7.093 | 1895.5 | 180
1-phenylheptane | 7.0006 | 1761.2 | 181.5
1-tridecyne | 7.1567 | 1834.4 | 195
1-tridecene | 6.9856 | 1674.741 | 175.214
1-cyclopentyloctane | 6.9896 | 1729.8 | 177.3
1-cyclohexylheptane | 6.9743 | 1743 | 180.9
tridecane | 7.0076 | 1690.67 | 174.22
1-tridecanol | 7.4118 | 2003.29 | 168.13
butyl-nonyl-sulfide | 5.7076 | 1421.32 | 205.81
decyl-propyl-sulfide | 5.7076 | 1421.32 | 205.81
dodecyl-methyl-sulfide | 5.7076 | 1421.32 | 205.81
ethyl-undecyl-sulfide | 5.7076 | 1421.32 | 205.81
1-tridecanethiol | 7.037 | 1864.9 | 157.9
1-butylnaphthalene | 4.9631 | 656.8 | 26
2-butylnaphthalene | 6.6117 | 1591.4 | 138.5
1-phenyloctane | 7.0086 | 1812.2 | 174.6
1,2,3,4-tetraethylbenzene | 7.6563 | 2312.864 | 236.261
1,2,3,5-tetraethylbenzene | 7.6323 | 2312.86 | 236.26
1,2,4,5-tetraethylbenzene | 7.6372 | 2312.86 | 236.26
1-tetradecyne | 7.2323 | 1927.7 | 191
1-tetradecene | 7.0201 | 1745.001 | 170.475
1-cyclopentylnonane | 6.996 | 1779 | 170.2
1-cyclohexyloctane | 6.9897 | 1799.3 | 174.3
tetradecane | 7.013 | 1740.88 | 167.72
1-tetradecanol | 6.6741 | 1204.5 | 54
butyl-decyl-sulfide | 5.6151 | 1421.32 | 205.81
dodecyl-ethyl-sulfide | 5.6151 | 1421.32 | 205.81
heptyl-sulfide | 5.6151 | 1421.32 | 205.81
methyl-tridecyl-sulfide | 5.6151 | 1421.32 | 205.81
propyl-undecyl-sulfide | 5.6151 | 1421.32 | 205.81
1-tetradecanethiol | 7.0485 | 1909.2 | 151.9
heptyl-disulfide | 6.9602 | 1878.6 | 139.8
1-pentylnaphthalene | 7.0743 | 2000 | 170
2-pentylnaphthalene | 7.06 | 2005.9 | 170
1-phenylnonane | 7.0245 | 1862.6 | 167.5
1-pentadecyne | 7.2055 | 1972.07 | 188
1-pentadecene | 7.0156 | 1781.974 | 162.582
1-cyclopentyldecane | 7.0035 | 1825.748 | 163.479
1-cyclohexylnonane | 7.0006 | 1850.2 | 167.6
pentadecane | 7.0236 | 1789.95 | 161.38
1-pentadecanol | 6.2374 | 1204.5 | 54
butyl-undecyl-sulfide | 5.5335 | 1421.32 | 205.81
dodecyl-propyl-sulfide | 5.5335 | 1421.32 | 205.81
ethyl-tridecyl-sulfide | 5.5335 | 1421.32 | 205.81
methyl-tetradecyl-sulfide | 5.5335 | 1421.32 | 205.81
1-pentadecanethiol | 7.0612 | 1951 | 146
1-phenyldecane | 7.0364 | 1904.132 | 160.318
pentaethylbenzene | 8.295 | 2972.77 | 272.052
1-hexadecyne | 7.4751 | 2154.7 | 185
1-hexadecene | 7.0444 | 1843.581 | 157.917
1-cyclopentylundecane | 7.02 | 1869.2 | 156
1-cyclohexyldecane | 7.0185 | 1899.242 | 161.348
hexadecane | 7.0287 | 1830.51 | 154.45
1-hexadecanol | 6.1586 | 1380 | 91
butyl-dodecyl-sulfide | 5.4612 | 1421.32 | 205.81
ethyl-tetradecyl-sulfide | 5.4612 | 1421.32 | 205.81
methyl-pentadecyl-sulfide | 5.4612 | 1421.32 | 205.81
octyl-sulfide | 5.4612 | 1421.32 | 205.81
propyl-tridecyl-sulfide | 5.4612 | 1421.32 | 205.81
1-hexadecanethiol | 7.075 | 1990 | 140
octyl-disulfide | 6.9579 | 1935.6 | 129
1-phenylundecane | 7.0509 | 1944.1 | 153
1-heptadecyne | 7.4883 | 2216.2 | 182
1-heptadecene | 7.0393 | 1877.91 | 151.53
1-cyclopentyldodecane | 7.0319 | 1909.1 | 149
1-cyclohexylundecane | 7.029 | 1939.7 | 154.5
heptadecane | 7.0143 | 1865.1 | 149.2
1-heptadecanol | 6.782 | 1595 | 85.06
butyl-tridecyl-sulfide | 5.3973 | 1421.32 | 205.81
ethyl-pentadecyl-sulfide | 5.3973 | 1421.32 | 205.81
hexadecyl-methyl-sulfide | 5.3973 | 1421.32 | 205.81
propyl-tetradecyl-sulfide | 5.3973 | 1421.32 | 205.81
1-heptadecanethiol | 7.081 | 2027 | 135
1-phenyldodecane | 7.0693 | 1981.6 | 145.5
hexaethylbenzene | 7.5029 | 2360.733 | 212.652
1-octadecyne | 7.5079 | 2281.1 | 180
1-octadecene | 7.0452 | 1917.9 | 145.9
1-cycopentyltridecane | 7.0473 | 1947 | 141.9
1-cyclohexyldodecane | 7.0362 | 1976.7 | 148
octadecane | 7.0022 | 1894.3 | 143.3
1-octadecanol | 6.814 | 1632 | 80.06
butyl-tetradecyl-sulfide | 5.3364 | 1421.32 | 205.81
ethyl-hexadecyl-sulfide | 5.3364 | 1421.32 | 205.81
heptadecyl-methyl-sulfide | 5.3364 | 1421.32 | 205.81
nonyl-sulfide | 5.3364 | 1421.32 | 205.81
pentadecyl-propyl-sulfide | 5.3364 | 1421.32 | 205.81
1-octadecanethiol | 7.096 | 2061 | 129
nonyl-disulfide | 6.9605 | 1981.5 | 117
1-phenyltridecane | 7.0843 | 2013.9 | 137.9
1-nonadecyne | 7.5171 | 2336.7 | 177
1-nonadecene | 7.0571 | 1961.6 | 141.2
1-cyclopentyltetradecane | 7.063 | 1982 | 135
1-cyclohexyltridecane | 7.0469 | 2012.2 | 141.5
nonadecane | 7.0153 | 1932.8 | 137.6
1-nonadecanol | 6.6077 | 1632 | 80.06
butyl-pentadecyl-sulfide | 5.2825 | 1421.32 | 205.81
ethyl-heptadecyl-sulfide | 5.2825 | 1421.32 | 205.81
hexadecyl-propyl-sulfide | 5.2825 | 1421.32 | 205.81
methyl-octadecyl-sulfide | 5.2825 | 1421.32 | 205.81
1-nonadecanethiol | 7.105 | 2094 | 124
1-phenyltetradecane | 7.101 | 2042 | 130
1-eicosyne | 7.5234 | 2386.3 | 174
1-eicosene | 7.0577 | 1995.3 | 136
1-cyclopentylpentadecane | 7.083 | 2016 | 128
1-cyclohexyltetradecane | 7.061 | 2046 | 135
eicosane | 7.1522 | 2032.7 | 132.1
1-eicosanol | 6.872 | 1699 | 70.06
butyl-hexadecyl-sulfide | 5.2347 | 1421.32 | 205.81
decyl-sulfide | 5.2347 | 1421.32 | 205.81
ethyl-octadecyl-sulfide | 5.2347 | 1421.32 | 205.81
heptadecyl-propyl-sulfide | 5.2347 | 1421.32 | 205.81
methyl-nonadecyl-sulfide | 5.2347 | 1421.32 | 205.81
1-eicosanethiol | 7.114 | 2125 | 119
decyl-disulfide | 6.972 | 2019 | 103.1
1-phenylpentadecane | 7.114 | 2067 | 122
1-cyclopentylhexadecane | 7.103 | 2048 | 121
1-cyclohexylpentadecane | 7.072 | 2078 | 129
1-phenylhexadecane | 7.14 | 2095 | 114
1-cyclohexylhexadecane | 7.074 | 2099 | 122
Acetaldehyde | 8.005 | 1600.017 | 291.809
Acetic acid | 7.387 | 1533.313 | 222.309
Acetic anhydride | 7.149 | 1444.718 | 199.817
Acetone | 7.117 | 1210.595 | 229.664
Acetonitrile | 7.119 | 1314.4 | 230
Acrylamide | 11.2932 | 3939.877 | 273.16
Acrylic acid | 5.652 | 648.629 | 154.683
Acrylonitrile | 7.038 | 1232.53 | 222.47
Aniline | 7.32 | 1731.515 | 206.049
Benzene | 6.905 | 1211.033 | 220.79
Butanol (iso) | 7.4743 | 1314.19 | 186.55
Butanol-(1) | 7.4768 | 1362.39 | 178.77
Carbon disulfide | 6.942 | 1169.11 | 241.59
Carbon tetrachloride | 6.934 | 1242.43 | 230
Chlorobenzene | 6.978 | 1431.05 | 217.55
Chloroform | 6.493 | 929.44 | 196.03
Chloroprene | 6.161 | 783.45 | 179.7
Cresol(m-) | 7.508 | 1856.36 | 199.07
Cresol(o-) | 6.911 | 1435.5 | 165.16
Cresol(p-) | 7.035 | 1511.08 | 161.85
Cumene (isopropylbenzene) | 6.9367 | 1460.793 | 207.78
Cyclohexane | 6.841 | 1201.53 | 222.65
Cyclohexanol | 6.255 | 912.87 | 109.13
Cyclohexanone | 7.8492 | 2137.192 | 273.16
Dichloroethane(1,2) | 7.025 | 1272.3 | 222.9
Dichloroethylene(1,2) | 6.965 | 1141.9 | 231.9
Diethyl (N,N) anilin | 7.466 | 1993.57 | 218.5
Dimethyl formamide | 6.928 | 1400.87 | 196.43
Dimethyl hydrazine (1,1) | 7.408 | 1305.91 | 225.53
Dimethyl phthalate | 4.522 | 700.31 | 51.42
Dinitrobenzene | 4.337 | 229.2 | -137
Dioxane(1,4) | 7.431 | 1554.68 | 240.34
Epichlorohydrin | 8.2294 | 2086.816 | 273.16
Ethanol | 8.321 | 1718.21 | 237.52
Ethanolamine(mono-) | 7.456 | 1577.67 | 173.37
Ethyl acetate | 7.101 | 1244.95 | 217.88
Ethyl acrylate | 7.9645 | 1897.011 | 273.16
Ethyl benzene | 6.975 | 1424.255 | 213.21
Ethyl chloride | 6.986 | 1030.01 | 238.61
Ethyl ether | 6.92 | 1064.07 | 228.8
Formic acid | 7.581 | 1699.2 | 260.7
Furan | 6.975 | 1060.87 | 227.74
Furfural | 6.575 | 1198.7 | 162.8
Heptane(iso) | 6.8994 | 1331.53 | 212.41
Hexane(-N) | 6.876 | 1171.17 | 224.41
Hexanol(-1) | 7.86 | 1761.26 | 196.66
Hydrocyanic acid | 7.528 | 1329.5 | 260.4
Isopropyl alcohol | 8.1177 | 1580.92 | 219.61
Methanol | 7.897 | 1474.08 | 229.13
Methyl acetate | 7.065 | 1157.63 | 219.73
Methyl ethyl ketone | 6.8645 | 1150.207 | 209.246
Methyl isobutyl ketone | 6.672 | 1168.4 | 191.9
Methyl methacrylate | 8.409 | 2050.5 | 274.4
Methyl styrene (alpha) | 6.923 | 1486.88 | 202.4
Methylene chloride | 7.409 | 1325.9 | 252.6
Morpholine | 7.7181 | 1745.8 | 235
Naphthalene | 7.37 | 1968.36 | 222.61
Nitrobenzene | 7.115 | 1746.6 | 201.8
Pentachloroethane | 6.74 | 1378 | 197
Phenol | 7.133 | 1516.79 | 174.95
Picoline(-2) | 7.032 | 1415.73 | 211.63
Propanol (iso) | 8.117 | 1580.92 | 219.61
Propylene glycol | 8.2082 | 2085.9 | 203.54
Propylene oxide | 7.0671 | 1133.267 | 236.1054
Pyridine | 7.041 | 1373.8 | 214.98
Resorcinol | 6.9243 | 1884.547 | 186.06
Styrene | 7.14 | 1574.51 | 224.09
Tetrachloroethane(1,1,1,2) | 6.898 | 1365.88 | 209.74
Tetrachloroethane(1,1,2,2) | 6.631 | 1228.1 | 179.9
Tetrachloroethylene | 6.98 | 1386.92 | 217.53
Tetrahydrofuran | 6.995 | 1202.29 | 226.25
Toluene | 6.954 | 1344.8 | 219.48
Trichloro(1,1,2)trifluoroethane | 6.88 | 1099.9 | 227.5
Trichloroethane(1,1,1) | 8.643 | 2136.6 | 302.8
Trichloroethane(1,1,2) | 6.951 | 1314.41 | 209.2
Trichloroethylene | 6.518 | 1018.6 | 192.7
Trichlorofluoromethane | 6.884 | 1043.004 | 236.88
Trichloropropane(1,2,3) | 6.903 | 788.2 | 243.23
Vinyl acetate | 7.21 | 1296.13 | 226.66
Vinylidene chloride | 6.972 | 1099.4 | 237.2
Xylene(m-) | 7.009 | 1426.266 | 215.11
Xylene(o-) | 6.998 | 1474.679 | 213.69
Xylene(p-) | 7.02 | 1474.4 | 217.77
Diisobutylene-1 | 6.8225 | 1282.332 | 224.706 |  | -78.51 | 25.29 | -109.318 | 77.522
Diisobutylene-2 | 6.8119 | 1257.84 | 220.735 |  | 24.36 | 100.13 | 75.848 | 212.234
Lean Oil | 5.9933 | 976.7938 | 221.1621
Quench Oil | 1.6846 | 48.3151 | 15.2904 | S | RVP
Crude Oil | 11.2634 | 5303.9235 |  |  | 5
Distillate fuel oil No. 2
Gasoline | 11.8332 | 5500.5958 |  | 3 | 7
Gasoline RVP 7 | 11.8332 | 5500.5958 |  | 3 | 7 |  | 0.82316
Gasoline RVP 7.8 | 11.8 | 5420.705 |  | 3 | 7.8
Gasoline RVP 8.3 | 11.781 | 5374.8349 |  | 3 | 8.3
Gasoline RVP 10 | 11.724 | 5237.2734 |  | 3 | 10
Gasoline RVP 11.5 | 11.6812 | 5134.0913 |  | 3 | 11.5
Gasoline RVP 13 | 11.6437 | 5043.5777 |  | 3 | 13
Gasoline RVP 13.5 | 11.6321 | 5015.7151 |  | 3 | 13.5
Gasoline RVP 15.0 | 11.5999 | 4937.9306 |  | 3 | 15
Jet kerosene | 12.39 | 8933
Jet naphtha (JP-4)
Residual oil No. 6
Niobrara | 11.2634 | 5303.9235 |  |  | 5
VGO | 1.6678 | 12.1283 | -6.3677
Black Wax | 13.3141 | 7882.164 |  |  | 0.6
Heavy Crude | 13.4904 | 8103.867 |  |  | 0.5
High Prarie | 13.4904 | 8103.867 |  |  | 0.5
Asphalt | 9.0317 | 3626.9718 | 273.15 |  | Antoine coeffiecents based on Clausius-Clayperon constants found in "Estimates of Air Emissions from Asphalt Storage Tanks and Truck Loading"; David C. Trumbore Asphalt Technology Laboratory. Owens Corning, Summit, IL 60501
Diesel | 12.101 | 8907
Renewable Diesel | 12.101 | 8907 | 168.7715
Biodiesel | 12.101 | 8907 | 168.7715
Emulsion | 9.0317 | 3626.9718 | 273.15 |  | Antoine coeffiecents based on Clausius-Clayperon constants found in "Estimates of Air Emissions from Asphalt Storage Tanks and Truck Loading"; David C. Trumbore Asphalt Technology Laboratory. Owens Corning, Summit, IL 60501
Water | 7.9668 | 1668.21 | 228
Av-Gas | 12.2621 | 5803.2855 |  | 2 | 6.3106
Recycled Lube Oil Bottoms | -0.68017 | 31.2838 | -177.4548
Naphtha
No. 6 Fuel Oil | 10.781 | 8933
Out of Service
273.1111

## Phys Prop
Name | Liquid Molecular Weight | Vapor Molecular Weight | Liquid Density @ 60 F (lb/gal) | Class | ASTM Slope
Acetone | 58.08 | 58.08 | 6.628 | Chemical | N/A
Acetonitrile | 41.05 | 41.05 | 6.558 | Chemical | N/A
Acrylonitrile | 53.06 | 53.06 | 6.758 | Chemical | N/A
Allyl alcohol | 58.08 | 58.08 | 7.125 | Chemical | N/A
Allyl chloride | 76.53 | 76.53 | 7.864 | Chemical | N/A
Ammonium hydroxide (28.8% solution) | 35.05 | 35.05 | 7.481 | Chemical | N/A
Benzene | 78.11 | 78.11 | 7.365 | Chemical | N/A
iso-Butyl alcohol | 74.12 | 74.12 | 6.712 | Chemical | N/A
tert-Butyl alcoholv | 74.12 | 74.12 | 6.595 | Chemical | N/A
n-Butyl chloride | 92.57 | 92.57 | 7.43 | Chemical | N/A
Carbon disulfide | 76.13 | 76.13 | 10.588 | Chemical | N/A
Carbon tetrachloride | 153.84 | 153.84 | 13.366 | Chemical | N/A
Chloroform | 119.39 | 119.39 | 12.488 | Chemical | N/A
Chloroprene | 88.54 | 88.54 | 8.046 | Chemical | N/A
Cyclohexane | 84.16 | 84.16 | 6.522 | Chemical | N/A
Cyclopentane | 70.13 | 70.13 | 6.248 | Chemical | N/A
1,1-Dichloroethane | 98.97 | 98.97 | 9.861 | Chemical | N/A
1,2-Dichloroethane | 98.97 | 98.97 | 10.5 | Chemical | N/A
cis-1,2- Dichloro-ethylene | 96.95 | 96.95 | 10.763 | Chemical | N/A
trans-1,2-Dichloro-ethylene | 96.95 | 96.95 | 10.524 | Chemical | N/A
Diethylamine | 73.14 | 73.14 | 5.906 | Chemical | N/A
Diethyl ether | 74.12 | 74.12 | 5.988 | Chemical | N/A
Di-iso-propyl ether | 102.17 | 102.17 | 6.075 | Chemical | N/A
1,4-Dioxane | 88.1 | 88.1 | 8.659 | Chemical | N/A
Dipropyl ether | 102.17 | 102.17 | 6.26 | Chemical | N/A
Ethyl acetate | 88.1 | 88.1 | 7.551 | Chemical | N/A
Ethyl acrylate | 100.11 | 100.11 | 7.75 | Chemical | N/A
Ethanol | 46.07 | 46.07 | 6.61 | Chemical | N/A
Freon 11 | 137.38 | 137.38 | 12.48 | Chemical | N/A
n-Heptane | 100.2 | 100.2 | 5.727 | Chemical | N/A
n-Hexane | 86.17 | 86.17 | 5.527 | Chemical | N/A
Hydrogen cyanide | 27.03 | 27.03 | 5.772 | Chemical | N/A
Isopentane | 72.15 | 72.15 | 5.199 | Chemical | N/A
Isoprene | 68.11 | 68.11 | 5.707 | Chemical | N/A
Isopropyl alcohol | 60.09 | 60.09 | 6.573 | Chemical | N/A
Methacrylonitrile | 67.09 | 67.09 | 6.738 | Chemical | N/A
Methyl acetate | 74.08 | 74.08 | 7.831 | Chemical | N/A
Methyl acrylate | 86.09 | 86.09 | 7.996 | Chemical | N/A
Methanol | 32.04 | 32.04 | 6.63 | Chemical | N/A
Methylcyclohexane | 98.18 | 98.18 | 6.441 | Chemical | N/A
Methylcyclopentane | 84.16 | 84.16 | 6.274 | Chemical | N/A
Methylene chloride | 84.94 | 84.94 | 11.122 | Chemical | N/A
Methyl ethyl ketone | 72.1 | 72.1 | 6.747 | Chemical | N/A
Methyl methacrylate | 100.11 | 100.11 | 7.909 | Chemical | N/A
Methyl propyl ether | 74.12 | 74.12 | 6.166 | Chemical | N/A
Naphthalene | 128.1705 | 128.1705 | 9.4962 | Chemical | N/A
Nitromethane | 61.04 | 61.04 | 9.538 | Chemical | N/A
n-Pentane | 72.15 | 72.15 | 5.253 | Chemical | N/A
n-Propylamine | 59.11 | 59.11 | 6.03 | Chemical | N/A
1,1,1-Trichloroethane | 133.42 | 133.42 | 11.216 | Chemical | N/A
Trichloroethylene | 131.4 | 131.4 | 12.272 | Chemical | N/A
2,2,4-trimethyl pentane (isooctane) | 114.23 | 114.23 | 5.76 | Chemical | N/A
Toluene | 92.13 | 92.13 | 7.261 | Chemical | N/A
Vinyl acetate | 86.09 | 86.09 | 7.817 | Chemical | N/A
Vinylidene chloride | 96.5 | 96.5 | 10.383 | Chemical | N/A
MTBE | 88.15 | 88.15 | 6.1684 | Chemical | N/A
Diisobutylene | 114.2285 | 114.2285 | 5.9987 | Chemical | N/A
Lean Oil | 130 |  | 7.1 | Chemical | N/A
Quench Oil | 188 | 130 | 7.1 | Chemical | N/A
Polyisobutylene | 350 | 93.3 | 7.35 | Chemical | N/A
Crude Oil | 100 | 50 | 7.1 | Crude Oil | N/A
Distillate fuel oil No. 2 | 188 | 130 | 7.1 | Select Pet Stock | N/A
Gasoline | 92 | 66 | 5.6 | Refined Petroleum Stock | 3
Jet kerosene | 162 | 130 | 7 | Select Pet Stock
Jet naphtha (JP-4) | 80 | 80 | 6.4 | Refined Petroleum Stock
Residual oil No. 6 | 387 | 190 | 7.9 | Refined Petroleum Stock
Niobrara | 58.96 | 58.96 | 6.9499 | Crude Oil
VGO | 391 | 190 | 7.9551 | Chemical
Black Wax | 390 | 190 | 7.2003 | Crude Oil
Heavy Crude | 313.0988 | 70.0402 | 8.2715 | Crude Oil |  |  |  |  | Nearest Temp
High Prarie Crude | 313.0988 | 70.0402 | 8.2717 | Crude Oil |  | Typically stored at | 130 | F | 192.38
Asphalt | 1000 | 105 | 8.1634 | Chemical
Diesel | 188 | 130 | 7.1 | Select Pet Stock
Biodiesel | 188 | 130 | 7.1 | Select Pet Stock
Renewable Diesel | 188 | 130 | 7.1 | Select Pet Stock
Emulsion | 1000 | 105 | 8.1634 | Select Pet Stock
Water | 18 | 18 | 8.33 | Chemical
Av-Gas | 80 | 80 | 5.831 | Refined Petroleum Stock | 2
Recycled Lube Oil Bottoms | 1000 | 84 | 8.1634 | Refined Petroleum Stock
Naphtha | 80 | 80 | 6.4 | Refined Petroleum Stock | 2.5 |  |  |  | Nearest Temp
AWB Crude | 207.3856 | 57.8209 | 7.6803 | Crude Oil |  | Typically stored at | 68 | F | 94.5
Bakken Crude | 127.9887 | 61.1037 | 6.739 | Crude Oil |  | Typically stored at | 68 | F | 65
Methylene diphenyl diisocyanate | 250.27 | 250.27 | 9.8975 | Chemical
No. 6 Fuel Oil | 387 | 130 | 7.9 | Crude Oil
Out of Service | N/A | N/A | N/A | N/A
N/A | N/A | N/A | N/A | N/A
1 | 2 | 3 | 4 | 5 | 6

## AP-42 Weather
Location | Symbol | Units | Reference | Jan | Feb | Mar | Apr | May | Jun | Jul | Aug | Sep | Oct | Nov | Dec | Annual
Birmingham, AL | TAN | °F | Birmingham, ALTAN | 35 | 37.5 | 44.1 | 51.7 | 60.6 | 68.1 | 71.7 | 71.1 | 64.7 | 53.3 | 43.3 | 36.7 | 53.2
| TAX | °F | Birmingham, ALTAX | 53.7 | 57.8 | 65.9 | 73.9 | 80.9 | 86.8 | 90 | 89.8 | 84.5 | 74.7 | 64.2 | 55.3 | 73.1
| V | mi/hr | Birmingham, ALV | 7.2 | 7.4 | 7.8 | 7.4 | 6.3 | 5.4 | 5.1 | 4.7 | 5.4 | 5.4 | 6 | 6.7 | 6.3
| I | Btu/ft2/day | Birmingham, ALI | 769 | 1013 | 1382 | 1720 | 1884 | 1928 | 1889 | 1760 | 1504 | 1212 | 890 | 699 | 1388
| PA | lb/in2 | Birmingham, ALPA | [12 empty] | 14.37
Huntsville, AL | TAN | °F | Huntsville, ALTAN | 32.7 | 35.2 | 42.1 | 50.6 | 59.6 | 67.2 | 70.3 | 69.2 | 62.6 | 51.1 | 41.2 | 34.5 | 51.4
| TAX | °F | Huntsville, ALTAX | 50.3 | 54.4 | 63.1 | 72.3 | 79.9 | 86.3 | 88.9 | 89.2 | 83.7 | 73.4 | 61.6 | 52.1 | 71.3
| V | mi/hr | Huntsville, ALV | 8.3 | 8.3 | 8.9 | 8.5 | 7.4 | 5.8 | 4.9 | 4.9 | 5.8 | 6.3 | 7.2 | 7.8 | 7.2
| I | Btu/ft2/day | Huntsville, ALI | 714 | 949 | 1314 | 1690 | 1868 | 1973 | 1948 | 1823 | 1508 | 1191 | 835 | 656 | 1372
| PA | lb/in2 | Huntsville, ALPA | [12 empty] | 14.36
Mobile, AL | TAN | °F | Mobile, ALTAN | 41.4 | 43.8 | 49.7 | 56.3 | 64.7 | 71 | 73.3 | 73.1 | 68.9 | 58.4 | 48.3 | 42.4 | 57.6
| TAX | °F | Mobile, ALTAX | 60.8 | 64.2 | 70.4 | 76.7 | 84 | 88.3 | 90.1 | 89.9 | 86.4 | 78.5 | 69.5 | 62.1 | 76.7
| V | mi/hr | Mobile, ALV | 8.5 | 8.5 | 8.7 | 8.3 | 7.4 | 6 | 5.4 | 5.4 | 6.7 | 6.9 | 7.2 | 7.8 | 7.2
| I | Btu/ft2/day | Mobile, ALI | 865 | 1114 | 1446 | 1774 | 1955 | 1925 | 1876 | 1767 | 1557 | 1304 | 1024 | 818 | 1452
| PA | lb/in2 | Mobile, ALPA | [12 empty] | 14.58
Montgomery, AL | TAN | °F | Montgomery, ALTAN | 37.1 | 39.9 | 46.1 | 52.6 | 61.8 | 68.9 | 72.2 | 71.7 | 66.2 | 54.4 | 44 | 38 | 54.4
| TAX | °F | Montgomery, ALTAX | 57.7 | 62 | 69.4 | 76.6 | 83.9 | 89.4 | 91.8 | 91.5 | 86.9 | 77.7 | 67.9 | 59.1 | 76.2
| V | mi/hr | Montgomery, ALV | 7.2 | 7.4 | 7.6 | 6.5 | 5.8 | 4.9 | 4.7 | 4.7 | 5.6 | 5.4 | 5.8 | 6.7 | 6
| I | Btu/ft2/day | Montgomery, ALI | 823 | 1076 | 1421 | 1766 | 1952 | 1951 | 1943 | 1781 | 1530 | 1223 | 950 | 749 | 1430
| PA | lb/in2 | Montgomery, ALPA | [12 empty] | 14.59
Phoenix, AZ | TAN | °F | Phoenix, AZTAN | 46.5 | 49.5 | 54 | 60.1 | 69.8 | 78.1 | 84.3 | 83.4 | 78.1 | 65.4 | 53.3 | 45.6 | 64
| TAX | °F | Phoenix, AZTAX | 66.7 | 69.8 | 76.1 | 83.6 | 93.8 | 102.6 | 105.4 | 103.6 | 99.6 | 87.8 | 75.1 | 65.6 | 85.8
| V | mi/hr | Phoenix, AZV | 4.9 | 5.6 | 6.3 | 6.9 | 6.9 | 6.7 | 6.9 | 6.7 | 6 | 5.6 | 4.9 | 4.7 | 6
| I | Btu/ft2/day | Phoenix, AZI | 1058 | 1335 | 1774 | 2248 | 2495 | 2606 | 2379 | 2144 | 1910 | 1542 | 1172 | 967 | 1802
| PA | lb/in2 | Phoenix, AZPA | [12 empty] | 14.11
Prescott, AZ | TAN | °F | Prescott, AZTAN | 26.8 | 29.5 | 33.5 | 38.9 | 48 | 55.9 | 63.3 | 61.9 | 54.9 | 42.7 | 32.3 | 26.2 | 42.8
| TAX | °F | Prescott, AZTAX | 51.4 | 54.4 | 60 | 66.4 | 76.5 | 85.6 | 89.2 | 86.5 | 82.2 | 71.4 | 60.1 | 51.1 | 69.6
| V | mi/hr | Prescott, AZV | 6.5 | 7.2 | 8.1 | 8.9 | 8.7 | 8.7 | 7.4 | 6.7 | 6.9 | 6.9 | 6.5 | 6.3 | 7.4
| I | Btu/ft2/day | Prescott, AZI | 982 | 1245 | 1694 | 2156 | 2415 | 2571 | 2171 | 1903 | 1805 | 1493 | 1130 | 901 | 1705
| PA | lb/in2 | Prescott, AZPA | [12 empty] | 12.24
Tucson, AZ | TAN | °F | Tucson, AZTAN | 40.7 | 43.1 | 47 | 52.4 | 61.6 | 70.4 | 75.7 | 74.4 | 70.1 | 58.4 | 47 | 40 | 56.8
| TAX | °F | Tucson, AZTAX | 65.8 | 68.4 | 74.2 | 81.7 | 91.7 | 99.9 | 99.6 | 97.3 | 94.7 | 85.1 | 74.1 | 65 | 83.1
| V | mi/hr | Tucson, AZV | 6.9 | 7.4 | 7.8 | 8.3 | 8.1 | 8.1 | 7.8 | 7.4 | 7.6 | 7.6 | 7.2 | 6.9 | 7.6
| I | Btu/ft2/day | Tucson, AZI | 1110 | 1370 | 1840 | 2279 | 2510 | 2582 | 2198 | 2007 | 1886 | 1595 | 1249 | 1033 | 1805
| PA | lb/in2 | Tucson, AZPA | [12 empty] | 13.4
Fort Smith, AR | TAN | °F | Fort Smith, ARTAN | 30.7 | 34.3 | 41.8 | 50.5 | 60.4 | 68.4 | 72.4 | 71.4 | 63 | 51.6 | 41 | 32.8 | 51.5
| TAX | °F | Fort Smith, ARTAX | 49.4 | 55.3 | 63.7 | 73 | 79.8 | 87.1 | 92.3 | 92.8 | 84.4 | 74.3 | 61.8 | 51.6 | 72.1
| V | mi/hr | Fort Smith, ARV | 7.6 | 8.1 | 8.7 | 8.3 | 6.9 | 6 | 5.4 | 5.6 | 6 | 6.3 | 7.2 | 7.6 | 6.9
| I | Btu/ft2/day | Fort Smith, ARI | 738 | 977 | 1299 | 1674 | 1808 | 1991 | 2117 | 1918 | 1522 | 1177 | 811 | 674 | 1392
| PA | lb/in2 | Fort Smith, ARPA | [12 empty] | 14.46
Little Rock, AR | TAN | °F | Little Rock, ARTAN | 33.3 | 36.3 | 43.8 | 52.4 | 61.6 | 69.7 | 73.2 | 72.2 | 64.4 | 53.1 | 42.9 | 35 | 53.2
| TAX | °F | Little Rock, ARTAX | 50.6 | 55.5 | 63.7 | 73.1 | 80.8 | 88.1 | 91.8 | 92.2 | 84.9 | 74.4 | 62.1 | 52.3 | 72.5
| V | mi/hr | Little Rock, ARV | 7.8 | 7.8 | 8.7 | 8.5 | 7.2 | 6.3 | 6 | 5.6 | 6.3 | 6 | 7.2 | 7.6 | 7.2
| I | Btu/ft2/day | Little Rock, ARI | 717 | 970 | 1302 | 1686 | 1820 | 2008 | 2009 | 1879 | 1534 | 1171 | 814 | 656 | 1380
| PA | lb/in2 | Little Rock, ARPA | [12 empty] | 14.56
Arcata, CA | TAN | °F | Arcata, CATAN | 40.7 | 41.4 | 41.1 | 42.4 | 46 | 48.4 | 51.4 | 51.4 | 48.3 | 45.1 | 42.5 | 40.2 | 44.9
| TAX | °F | Arcata, CATAX | 55.1 | 55.6 | 55.5 | 56.2 | 58.9 | 61.1 | 62.2 | 63.2 | 63.2 | 61.9 | 57.5 | 54.9 | 58.8
| V | mi/hr | Arcata, CAV | 6.7 | 6.7 | 7.2 | 7.2 | 7.2 | 7.2 | 6 | 5.6 | 5.1 | 5.4 | 5.8 | 6.9 | 6.3
| I | Btu/ft2/day | Arcata, CAI | 527 | 730 | 1139 | 1516 | 1822 | 1946 | 1809 | 1573 | 1327 | 971 | 613 | 460 | 1203
| PA | lb/in2 | Arcata, CAPA | [12 empty] | 14.59
Bakersfield, CA | TAN | °F | Bakersfield, CATAN | 40.3 | 43.7 | 46.9 | 49.8 | 57.8 | 64.2 | 70.7 | 69.3 | 64.5 | 55.3 | 45.3 | 39.7 | 54
| TAX | °F | Bakersfield, CATAX | 56.9 | 62.9 | 69 | 74.1 | 83.3 | 90.6 | 96.9 | 95.7 | 90.4 | 79 | 65.7 | 57.3 | 76.8
| V | mi/hr | Bakersfield, CAV | 4.9 | 5.6 | 6 | 6.9 | 7.4 | 7.6 | 6.9 | 6.7 | 6 | 5.4 | 4.7 | 4.9 | 6
| I | Btu/ft2/day | Bakersfield, CAI | 717 | 1031 | 1543 | 2010 | 2358 | 2570 | 2500 | 2293 | 1911 | 1411 | 952 | 696 | 1666
| PA | lb/in2 | Bakersfield, CAPA | [12 empty] | 14.43
Bishop, CA | TAN | °F | Bishop, CATAN | 24 | 27.4 | 32.1 | 36.8 | 45.1 | 51.9 | 57.7 | 54.8 | 47.6 | 38.5 | 28.3 | 22.9 | 38.9
| TAX | °F | Bishop, CATAX | 53 | 56.2 | 64.5 | 70.5 | 80.8 | 90.4 | 97.5 | 95.5 | 87.6 | 75.2 | 61.9 | 52.5 | 73.8
| V | mi/hr | Bishop, CAV | 7.2 | 8.1 | 9.4 | 10.1 | 9.2 | 8.3 | 7.8 | 8.1 | 7.6 | 7.8 | 7.4 | 6.9 | 8.1
| I | Btu/ft2/day | Bishop, CAI | 882 | 1186 | 1683 | 2080 | 2378 | 2564 | 2487 | 2278 | 1925 | 1457 | 1046 | 824 | 1732
| PA | lb/in2 | Bishop, CAPA | [12 empty] | 12.68
Daggett, CA | TAN | °F | Daggett, CATAN | 37.5 | 41.2 | 46.2 | 51.3 | 60.6 | 68 | 74.7 | 73.6 | 66.5 | 55.3 | 43.2 | 36.1 | 54.5
| TAX | °F | Daggett, CATAX | 60.8 | 64.4 | 71.7 | 78.3 | 88.9 | 98 | 104.6 | 103.1 | 95.7 | 82.5 | 69.1 | 59.6 | 81.4
| V | mi/hr | Daggett, CAV | 8.1 | 9.4 | 11.4 | 13.9 | 14.1 | 13.6 | 11.6 | 11 | 10.1 | 9.6 | 8.5 | 7.6 | 10.7
| I | Btu/ft2/day | Daggett, CAI | 992 | 1270 | 1756 | 2197 | 2492 | 2656 | 2470 | 2259 | 1972 | 1544 | 1142 | 921 | 1806
| PA | lb/in2 | Daggett, CAPA | [12 empty] | 13.71
Fresno, CA | TAN | °F | Fresno, CATAN | 39.9 | 43.1 | 46.5 | 49.6 | 56.9 | 62.4 | 68.3 | 66.7 | 62.2 | 53.7 | 44.6 | 39.4 | 52.8
| TAX | °F | Fresno, CATAX | 55 | 61.1 | 67.4 | 73.1 | 83.2 | 90.9 | 97.7 | 96.3 | 90.7 | 78.5 | 64.7 | 55.1 | 76.1
| V | mi/hr | Fresno, CAV | 4.3 | 5.1 | 5.8 | 7.4 | 8.3 | 8.5 | 7.6 | 6.9 | 6 | 4.7 | 4 | 4.3 | 6
| I | Btu/ft2/day | Fresno, CAI | 638 | 973 | 1519 | 2002 | 2368 | 2573 | 2534 | 2290 | 1895 | 1383 | 889 | 602 | 1639
| PA | lb/in2 | Fresno, CAPA | [12 empty] | 14.52
Long Beach, CA | TAN | °F | Long Beach, CATAN | 47.6 | 49 | 51.5 | 53.6 | 58.2 | 61.4 | 64.7 | 65.3 | 63.5 | 58.8 | 51.8 | 46.8 | 56
| TAX | °F | Long Beach, CATAX | 66.5 | 65.9 | 67.7 | 70.4 | 72.6 | 75.7 | 80.3 | 82.5 | 81 | 76 | 71.4 | 66 | 73
| V | mi/hr | Long Beach, CAV | 4.5 | 5.1 | 5.6 | 6.3 | 6 | 6 | 6 | 5.8 | 5.4 | 4.7 | 4.3 | 4.3 | 5.4
| I | Btu/ft2/day | Long Beach, CAI | 894 | 1109 | 1548 | 1958 | 2066 | 2207 | 2264 | 2156 | 1767 | 1327 | 1039 | 843 | 1598
| PA | lb/in2 | Long Beach, CAPA | [12 empty] | 14.68
Los Angeles AP, CA | TAN | °F | Los Angeles AP, CATAN | 50 | 50.9 | 52.4 | 54.1 | 57.8 | 61 | 64 | 64.6 | 63.4 | 59.6 | 54 | 49.7 | 56.8
| TAX | °F | Los Angeles AP, CATAX | 64.9 | 64.4 | 64.7 | 66.5 | 68.5 | 71 | 73.9 | 75.3 | 74.5 | 72.3 | 69.3 | 64.8 | 69.2
| V | mi/hr | Los Angeles AP, CAV | 6.5 | 7.6 | 8.1 | 8.7 | 8.1 | 8.1 | 8.1 | 7.6 | 7.4 | 6.7 | 6.3 | 6.5 | 7.4
| I | Btu/ft2/day | Los Angeles AP, CAI | 895 | 1115 | 1537 | 1988 | 2045 | 2140 | 2117 | 2037 | 1662 | 1298 | 1036 | 834 | 1559
| PA | lb/in2 | Los Angeles AP, CAPA | [12 empty] | 14.63
Redding, CA | TAN | °F | Redding, CATAN | 38.2 | 40.6 | 43.7 | 46.6 | 55 | 62 | 67 | 63.8 | 58.7 | 50.4 | 41.8 | 37.6 | 50.4
| TAX | °F | Redding, CATAX | 55 | 58.3 | 64.9 | 69.6 | 80.4 | 89.3 | 98.1 | 96.2 | 90.4 | 77.1 | 62.5 | 54 | 74.7
| V | mi/hr | Redding, CAV | 5.8 | 6.5 | 6.7 | 6.7 | 6.7 | 6.9 | 6 | 5.6 | 5.4 | 5.6 | 4.9 | 6 | 6
| I | Btu/ft2/day | Redding, CAI | 577 | 856 | 1354 | 1772 | 2198 | 2464 | 2526 | 2246 | 1786 | 1209 | 721 | 497 | 1517
| PA | lb/in2 | Redding, CAPA | [12 empty] | 14.43
Sacramento, CA | TAN | °F | Sacramento, CATAN | 40 | 42.7 | 44.7 | 46.8 | 52.1 | 56.5 | 59.1 | 58.9 | 56.4 | 50.7 | 43.3 | 39.5 | 49.2
| TAX | °F | Sacramento, CATAX | 54.3 | 59.6 | 65.4 | 70.3 | 79.3 | 86.1 | 91.4 | 90.9 | 87.4 | 77.1 | 63.8 | 54.4 | 73.3
| V | mi/hr | Sacramento, CAV | 5.6 | 6 | 6.7 | 7.4 | 7.6 | 8.1 | 7.6 | 6.9 | 5.8 | 5.4 | 4.9 | 5.8 | 6.5
| I | Btu/ft2/day | Sacramento, CAI | 563 | 877 | 1409 | 1891 | 2249 | 2510 | 2514 | 2239 | 1823 | 1269 | 790 | 518 | 1555
| PA | lb/in2 | Sacramento, CAPA | [12 empty] | 14.68
San Diego, CA | TAN | °F | San Diego, CATAN | 50.1 | 51.6 | 53.9 | 56.2 | 59.8 | 62.3 | 65.4 | 66.9 | 65.4 | 61 | 54.4 | 49.5 | 58
| TAX | °F | San Diego, CATAX | 64.5 | 64.3 | 65 | 66.6 | 67.9 | 70.1 | 73.4 | 75.6 | 75 | 72 | 68.6 | 64.2 | 68.9
| V | mi/hr | San Diego, CAV | 5.4 | 6.3 | 6.7 | 7.4 | 7.2 | 7.4 | 7.2 | 6.9 | 6.7 | 5.8 | 4.9 | 4.9 | 6.5
| I | Btu/ft2/day | San Diego, CAI | 990 | 1206 | 1604 | 1990 | 1993 | 2135 | 2127 | 2087 | 1774 | 1367 | 1107 | 922 | 1608
| PA | lb/in2 | San Diego, CAPA | [12 empty] | 14.69
San Francisco AP, CA | TAN | °F | San Francisco AP, CATAN | 45.2 | 47.2 | 48.3 | 49.4 | 52.2 | 54 | 55.8 | 56.6 | 56.2 | 53.9 | 49.4 | 45.6 | 51.1
| TAX | °F | San Francisco AP, CATAX | 55.9 | 58.6 | 61.4 | 63.3 | 66.3 | 69.2 | 70.6 | 71.6 | 72.5 | 69.4 | 62.3 | 56.2 | 64.8
| V | mi/hr | San Francisco AP, CAV | 6.9 | 8.3 | 10.3 | 12.5 | 13.4 | 14.1 | 12.8 | 12.3 | 10.7 | 9.2 | 7.4 | 7.4 | 10.5
| I | Btu/ft2/day | San Francisco AP, CAI | 666 | 896 | 1353 | 1813 | 1981 | 2123 | 2023 | 1747 | 1488 | 1124 | 798 | 619 | 1386
| PA | lb/in2 | San Francisco AP, CAPA | [12 empty] | 14.69
Santa Barbara, CA | TAN | °F | Santa Barbara, CATAN | 41.9 | 44.6 | 46.8 | 48.2 | 52.1 | 54.8 | 57.9 | 58 | 56.3 | 51.7 | 45.4 | 41.1 | 49.9
| TAX | °F | Santa Barbara, CATAX | 63.7 | 63.8 | 64.8 | 67.2 | 69 | 70.7 | 73.2 | 74.2 | 73.9 | 71.9 | 68.7 | 63.7 | 68.8
| V | mi/hr | Santa Barbara, CAV | 4.5 | 5.6 | 5.8 | 6.7 | 6.5 | 6 | 6 | 5.6 | 5.1 | 4.7 | 4.3 | 4.3 | 5.4
| I | Btu/ft2/day | Santa Barbara, CAI | 907 | 1116 | 1543 | 1968 | 2115 | 2184 | 2153 | 2107 | 1749 | 1346 | 1051 | 839 | 1590
| PA | lb/in2 | Santa Barbara, CAPA | [12 empty] | 14.69
Santa Maria, CA | TAN | °F | Santa Maria, CATAN | 41.1 | 43 | 44.2 | 44.6 | 48.2 | 50.9 | 54 | 54.3 | 53 | 49.3 | 44 | 40.2 | 47.2
| TAX | °F | Santa Maria, CATAX | 63.2 | 63.6 | 64.9 | 66.5 | 68.3 | 69.9 | 71.7 | 72.4 | 73.3 | 72.2 | 68.5 | 63.1 | 68.1
| V | mi/hr | Santa Maria, CAV | 6 | 6.7 | 7.6 | 8.3 | 8.3 | 7.8 | 6.5 | 6.3 | 5.8 | 6 | 6 | 6 | 6.7
| I | Btu/ft2/day | Santa Maria, CAI | 892 | 1109 | 1563 | 2010 | 2253 | 2358 | 2261 | 2111 | 1784 | 1386 | 1036 | 828 | 1633
| PA | lb/in2 | Santa Maria, CAPA | [12 empty] | 14.56
Stockton, CA | TAN | °F | Stockton, CATAN | 39.5 | 42.2 | 44.3 | 47 | 52.8 | 57.6 | 60.9 | 60.4 | 57.5 | 50.9 | 43.1 | 38.9 | 49.6
| TAX | °F | Stockton, CATAX | 54.5 | 60.4 | 66.5 | 71.7 | 80.6 | 87.8 | 93.4 | 92.3 | 88.5 | 78 | 64.6 | 54.7 | 74.4
| V | mi/hr | Stockton, CAV | 6.7 | 7.2 | 7.6 | 8.9 | 9.6 | 10.1 | 8.9 | 8.3 | 7.4 | 6.5 | 5.8 | 6.9 | 7.8
| I | Btu/ft2/day | Stockton, CAI | 573 | 907 | 1445 | 1879 | 2251 | 2525 | 2510 | 2256 | 1844 | 1308 | 824 | 552 | 1573
| PA | lb/in2 | Stockton, CAPA | [12 empty] | 14.68
Alamosa, CO | TAN | °F | Alamosa, COTAN | 0.5 | 7.4 | 18 | 25.4 | 34.8 | 41.4 | 47.7 | 46.7 | 37.4 | 25.4 | 12.7 | 2 | 24.9
| TAX | °F | Alamosa, COTAX | 34.2 | 39.7 | 50.1 | 58.5 | 69.1 | 78 | 81.7 | 78.9 | 72.6 | 61.3 | 46.5 | 34.9 | 58.8
| V | mi/hr | Alamosa, COV | 5.1 | 6.5 | 8.1 | 10.1 | 9.6 | 8.7 | 6.7 | 6.3 | 6.5 | 6.5 | 5.8 | 4.9 | 7.2
| I | Btu/ft2/day | Alamosa, COI | 898 | 1191 | 1619 | 1987 | 2266 | 2427 | 2269 | 1992 | 1786 | 1397 | 1023 | 798 | 1638
| PA | lb/in2 | Alamosa, COPA | [12 empty] | 11.2
Colorado Springs, CO | TAN | °F | Colorado Springs, COTAN | 18.8 | 20.9 | 27.1 | 34.1 | 43.8 | 52.2 | 57.8 | 56.4 | 47.9 | 36.8 | 26 | 19.4 | 36.8
| TAX | °F | Colorado Springs, COTAX | 42.6 | 45 | 51.9 | 58.6 | 68.8 | 78.1 | 84.1 | 80.9 | 74.2 | 62.6 | 50.1 | 42.5 | 61.6
| V | mi/hr | Colorado Springs, COV | 8.7 | 9.4 | 10.3 | 11.6 | 10.7 | 10.1 | 8.9 | 8.5 | 8.9 | 9.4 | 8.7 | 8.9 | 9.6
| I | Btu/ft2/day | Colorado Springs, COI | 843 | 1093 | 1467 | 1794 | 2012 | 2182 | 2108 | 1884 | 1667 | 1275 | 899 | 742 | 1497
| PA | lb/in2 | Colorado Springs, COPA | [12 empty] | 11.78
Denver, CO | TAN | °F | Denver, COTAN | 19.2 | 21.7 | 28.2 | 34.8 | 44.7 | 53.2 | 60.4 | 58.7 | 49.6 | 37.7 | 26.7 | 19.6 | 37.9
| TAX | °F | Denver, COTAX | 42.9 | 45.7 | 53.7 | 60.1 | 70.6 | 80.9 | 88 | 85.2 | 77.3 | 64 | 51.1 | 43 | 63.5
| V | mi/hr | Denver, COV | 9.2 | 9.2 | 10.3 | 11 | 10.1 | 9.6 | 9.2 | 8.9 | 8.9 | 9.2 | 8.9 | 9.2 | 9.4
| I | Btu/ft2/day | Denver, COI | 764 | 1052 | 1463 | 1779 | 2049 | 2275 | 2213 | 1941 | 1658 | 1216 | 817 | 664 | 1491
| PA | lb/in2 | Denver, COPA | [12 empty] | 12.08
Grand Junction, CO | TAN | °F | Grand Junction, COTAN | 19.3 | 25.9 | 32.7 | 39.5 | 48.8 | 57.9 | 65.2 | 62.8 | 53.4 | 41.3 | 28.8 | 19.9 | 41.3
| TAX | °F | Grand Junction, COTAX | 37.4 | 45.3 | 56.5 | 64.4 | 76.2 | 86.9 | 93.4 | 89.3 | 79.9 | 66 | 49.9 | 38 | 65.3
| V | mi/hr | Grand Junction, COV | 5.4 | 6.5 | 7.8 | 8.9 | 9.2 | 9.6 | 9.4 | 8.9 | 8.5 | 7.6 | 6 | 5.4 | 7.8
| I | Btu/ft2/day | Grand Junction, COI | 739 | 1039 | 1522 | 1876 | 2211 | 2434 | 2339 | 2020 | 1721 | 1281 | 874 | 662 | 1560
| PA | lb/in2 | Grand Junction, COPA | [12 empty] | 12.34
Limon, CO | TAN | °F | Limon, COTAN | 12.4 | 15.2 | 22 | 29.2 | 39.4 | 49.3 | 54.8 | 53.9 | 43.7 | 31.6 | 19.9 | 12.7 | 32
| TAX | °F | Limon, COTAX | 41.7 | 44.2 | 52.7 | 59.5 | 69.7 | 79.6 | 86.2 | 82.7 | 75.8 | 63.4 | 49.6 | 41.8 | 62.2
| V | mi/hr | Limon, COV | 8.7 | 9.4 | 10.7 | 11.9 | 11 | 10.1 | 9.2 | 8.7 | 8.9 | 9.4 | 8.9 | 8.9 | 9.6
| I | Btu/ft2/day | Limon, COI | 797 | 1066 | 1466 | 1773 | 2074 | 2301 | 2267 | 2003 | 1712 | 1264 | 860 | 693 | 1523
| PA | lb/in2 | Limon, COPA | [12 empty] | 12.02
Pueblo, CO | TAN | °F | Pueblo, COTAN | 15.3 | 18.5 | 26.5 | 34.8 | 45.2 | 53.6 | 59.6 | 58.3 | 48.3 | 35.1 | 23.4 | 15.9 | 36.2
| TAX | °F | Pueblo, COTAX | 47.2 | 50.8 | 58.9 | 66.1 | 76.7 | 86.3 | 92.3 | 88.8 | 81.4 | 68.9 | 55.1 | 46.8 | 68.3
| V | mi/hr | Pueblo, COV | 6.7 | 7.4 | 8.5 | 9.8 | 8.9 | 8.7 | 8.1 | 7.4 | 7.4 | 7.4 | 6.5 | 6.5 | 7.8
| I | Btu/ft2/day | Pueblo, COI | 862 | 1144 | 1557 | 1897 | 2197 | 2399 | 2356 | 2093 | 1783 | 1344 | 950 | 779 | 1613
| PA | lb/in2 | Pueblo, COPA | [12 empty] | 12.4
Bridgeport, CT | TAN | °F | Bridgeport, CTTAN | 24.4 | 25.9 | 32.1 | 41.8 | 51.1 | 61.4 | 67 | 66.6 | 59.2 | 47.4 | 38.9 | 29.5 | 45.4
| TAX | °F | Bridgeport, CTTAX | 37.2 | 39.1 | 46.3 | 57.1 | 66.8 | 76.4 | 81.4 | 80.4 | 73.7 | 62.7 | 52.4 | 42.1 | 59.6
| V | mi/hr | Bridgeport, CTV | 9.8 | 10.1 | 10.3 | 9.6 | 8.9 | 7.8 | 7.6 | 7.8 | 8.7 | 9.2 | 9.4 | 9.8 | 9.2
| I | Btu/ft2/day | Bridgeport, CTI | 560 | 847 | 1156 | 1490 | 1750 | 1862 | 1904 | 1685 | 1320 | 948 | 621 | 501 | 1220
| PA | lb/in2 | Bridgeport, CTPA | [12 empty] | 14.69
Hartford, CT | TAN | °F | Hartford, CTTAN | 19.4 | 21.4 | 28.8 | 39.2 | 48.3 | 58.4 | 63.3 | 61.9 | 53.9 | 42.2 | 34.1 | 24.6 | 41.3
| TAX | °F | Hartford, CTTAX | 34.4 | 37.5 | 46.7 | 60.2 | 70.4 | 79.1 | 83.6 | 82.2 | 74.4 | 62.3 | 50.8 | 39.5 | 60.1
| V | mi/hr | Hartford, CTV | 8.5 | 8.9 | 9.4 | 8.9 | 8.1 | 6.9 | 6.5 | 6.3 | 6.7 | 7.4 | 7.6 | 8.3 | 7.8
| I | Btu/ft2/day | Hartford, CTI | 560 | 814 | 1133 | 1453 | 1700 | 1797 | 1833 | 1622 | 1289 | 905 | 582 | 482 | 1181
| PA | lb/in2 | Hartford, CTPA | [12 empty] | 14.61
Wilmington_DE, DE | TAN | °F | Wilmington_DE, DETAN | 26.3 | 27.2 | 34.3 | 43.8 | 53 | 63.2 | 67.9 | 66.9 | 58.9 | 46.8 | 38.4 | 30.1 | 46.4
| TAX | °F | Wilmington_DE, DETAX | 40.5 | 42.7 | 51.6 | 63.1 | 72.1 | 80.9 | 85.1 | 83.9 | 76.8 | 65.5 | 55 | 44.7 | 63.5
| V | mi/hr | Wilmington_DE, DEV | 9.4 | 9.8 | 10.1 | 9.6 | 8.3 | 7.6 | 7.4 | 6.9 | 7.8 | 7.6 | 8.5 | 8.9 | 8.5
| I | Btu/ft2/day | Wilmington_DE, DEI | 629 | 911 | 1185 | 1528 | 1786 | 1909 | 1916 | 1680 | 1366 | 1016 | 678 | 556 | 1264
| PA | lb/in2 | Wilmington_DE, DEPA | [12 empty] | 14.65
Daytona Beach, FL | TAN | °F | Daytona Beach, FLTAN | 49 | 50.6 | 55 | 59.8 | 66.4 | 72.1 | 73.7 | 74 | 73.2 | 66.9 | 57.7 | 52.3 | 62.5
| TAX | °F | Daytona Beach, FLTAX | 68.4 | 69.9 | 74.2 | 78.8 | 84.5 | 87.7 | 89.5 | 88.8 | 86.3 | 81.5 | 75.1 | 70.2 | 79.6
| V | mi/hr | Daytona Beach, FLV | 7.2 | 7.6 | 8.3 | 7.8 | 7.4 | 6.3 | 5.6 | 5.6 | 6.7 | 7.4 | 6.9 | 6.7 | 6.9
| I | Btu/ft2/day | Daytona Beach, FLI | 1018 | 1215 | 1579 | 1931 | 2049 | 1893 | 1911 | 1767 | 1518 | 1296 | 1063 | 916 | 1513
| PA | lb/in2 | Daytona Beach, FLPA | [12 empty] | 14.68
Fort Myers, FL | TAN | °F | Fort Myers, FLTAN | 54.4 | 56.1 | 59.8 | 64 | 69.3 | 73.8 | 75 | 75.4 | 74.7 | 69.4 | 61.8 | 56.7 | 65.9
| TAX | °F | Fort Myers, FLTAX | 74.2 | 76.2 | 79.6 | 83.5 | 88.5 | 90.3 | 90.7 | 90.8 | 89.3 | 85.8 | 80.2 | 75.5 | 83.7
| V | mi/hr | Fort Myers, FLV | 7.4 | 7.8 | 8.3 | 8.1 | 7.2 | 6.3 | 5.4 | 5.6 | 6.3 | 7.2 | 7.4 | 7.2 | 6.9
| I | Btu/ft2/day | Fort Myers, FLI | 1150 | 1426 | 1718 | 1993 | 2075 | 1880 | 1805 | 1740 | 1533 | 1415 | 1205 | 1054 | 1583
| PA | lb/in2 | Fort Myers, FLPA | [12 empty] | 14.68
Gainesville, FL | TAN | °F | Gainesville, FLTAN | 43.4 | 45.5 | 50.2 | 55.6 | 63.2 | 69.8 | 72.1 | 72.1 | 69.4 | 61.1 | 51.4 | 45.5 | 58.3
| TAX | °F | Gainesville, FLTAX | 66.3 | 69 | 74.4 | 80 | 86.4 | 89 | 90.2 | 89.4 | 86.6 | 80.7 | 73.6 | 67.6 | 79.4
| V | mi/hr | Gainesville, FLV | 6.5 | 6.9 | 7.4 | 7.2 | 6.7 | 5.6 | 5.1 | 4.9 | 5.8 | 5.8 | 6 | 5.8 | 6.3
| I | Btu/ft2/day | Gainesville, FLI | 970 | 1213 | 1549 | 1890 | 2019 | 1865 | 1863 | 1704 | 1484 | 1276 | 1063 | 887 | 1482
| PA | lb/in2 | Gainesville, FLPA | [12 empty] | 14.62
Jacksonville, FL | TAN | °F | Jacksonville, FLTAN | 42.9 | 45.1 | 50.1 | 55.5 | 63.7 | 70.5 | 72.9 | 73.1 | 70.1 | 61 | 50.8 | 44.4 | 58.3
| TAX | °F | Jacksonville, FLTAX | 64.5 | 67.2 | 72.7 | 78.3 | 84.8 | 88.7 | 91 | 89.6 | 85.8 | 79.6 | 72.2 | 65.4 | 78.3
| V | mi/hr | Jacksonville, FLV | 7.2 | 7.4 | 8.1 | 7.6 | 7.2 | 6.5 | 5.8 | 5.8 | 6.5 | 6.3 | 6.3 | 6.5 | 6.7
| I | Btu/ft2/day | Jacksonville, FLI | 937 | 1186 | 1522 | 1890 | 2035 | 1911 | 1948 | 1756 | 1466 | 1237 | 1021 | 846 | 1480
| PA | lb/in2 | Jacksonville, FLPA | [12 empty] | 14.68
Key West, FL | TAN | °F | Key West, FLTAN | 64.9 | 66.2 | 68.7 | 72.2 | 76.2 | 79.4 | 80.6 | 80.5 | 79.2 | 76.5 | 71.8 | 67.1 | 73.6
| TAX | °F | Key West, FLTAX | 74.4 | 75.7 | 78.2 | 81 | 84.6 | 87.7 | 89 | 89.4 | 87.7 | 84.5 | 79.6 | 75.7 | 82.3
| V | mi/hr | Key West, FLV | 11 | 10.5 | 11 | 11.2 | 9.8 | 8.7 | 8.5 | 8.3 | 8.7 | 10.1 | 11.2 | 10.5 | 10.1
| I | Btu/ft2/day | Key West, FLI | 1206 | 1462 | 1805 | 2069 | 2131 | 2035 | 2041 | 1943 | 1667 | 1465 | 1240 | 1098 | 1680
| PA | lb/in2 | Key West, FLPA | [12 empty] | 14.69
Miami, FL | TAN | °F | Miami, FLTAN | 61.2 | 62.6 | 65.8 | 69.4 | 73.9 | 76.6 | 78.1 | 78.2 | 77.3 | 74.3 | 68.4 | 63.6 | 70.8
| TAX | °F | Miami, FLTAX | 75.5 | 77 | 79.6 | 82.4 | 86.2 | 88.4 | 89.9 | 90 | 88.2 | 85.1 | 80.5 | 76.9 | 83.3
| V | mi/hr | Miami, FLV | 8.5 | 8.5 | 9.6 | 9.8 | 8.7 | 7.4 | 7.2 | 6.9 | 7.4 | 8.3 | 8.5 | 8.1 | 8.3
| I | Btu/ft2/day | Miami, FLI | 1118 | 1346 | 1625 | 1875 | 1938 | 1737 | 1813 | 1701 | 1456 | 1309 | 1113 | 1015 | 1504
| PA | lb/in2 | Miami, FLPA | [12 empty] | 14.68
Orlando, FL | TAN | °F | Orlando, FLTAN | 50.5 | 52.5 | 56.5 | 61 | 67.3 | 72.4 | 74 | 74.4 | 73.2 | 66.8 | 58.7 | 52.9 | 63.4
| TAX | °F | Orlando, FLTAX | 70.7 | 72.8 | 77.2 | 81.7 | 87.2 | 89.5 | 90.8 | 90.5 | 88.3 | 83.4 | 77 | 71.8 | 81.8
| V | mi/hr | Orlando, FLV | 8.3 | 8.7 | 9.2 | 8.7 | 8.1 | 6.9 | 6.3 | 6.5 | 7.2 | 7.8 | 8.1 | 7.8 | 7.8
| I | Btu/ft2/day | Orlando, FLI | 1043 | 1257 | 1588 | 1904 | 2021 | 1849 | 1854 | 1726 | 1506 | 1328 | 1096 | 944 | 1510
| PA | lb/in2 | Orlando, FLPA | [12 empty] | 14.65
Pensacola, FL | TAN | °F | Pensacola, FLTAN | 43.5 | 46 | 52 | 58.6 | 67 | 73.3 | 75.2 | 74.8 | 71.1 | 61.1 | 51 | 44.6 | 59.9
| TAX | °F | Pensacola, FLTAX | 61 | 63.9 | 69.8 | 75.6 | 83.4 | 88.4 | 89.9 | 89.4 | 86.6 | 79 | 70.1 | 62.6 | 76.6
| V | mi/hr | Pensacola, FLV | 8.7 | 8.7 | 9.2 | 9.2 | 8.3 | 7.2 | 6.5 | 6.3 | 7.2 | 7.4 | 7.8 | 8.1 | 7.8
| I | Btu/ft2/day | Pensacola, FLI | 890 | 1144 | 1504 | 1813 | 2038 | 2019 | 1911 | 1783 | 1594 | 1327 | 1040 | 830 | 1491
| PA | lb/in2 | Pensacola, FLPA | [12 empty] | 14.63
Tallahassee, FL | TAN | °F | Tallahassee, FLTAN | 40.5 | 42.4 | 47.9 | 53.7 | 62.8 | 70.3 | 72.8 | 72.8 | 69.1 | 58.2 | 47.6 | 41.5 | 56.6
| TAX | °F | Tallahassee, FLTAX | 63.6 | 66.8 | 73.3 | 79.4 | 86.7 | 90.1 | 91.6 | 90.9 | 87.9 | 80.9 | 72 | 64.7 | 79
| V | mi/hr | Tallahassee, FLV | 5.8 | 6.3 | 6.5 | 6.3 | 6 | 5.1 | 4.5 | 4.7 | 5.6 | 5.4 | 5.4 | 5.4 | 5.6
| I | Btu/ft2/day | Tallahassee, FLI | 933 | 1195 | 1553 | 1904 | 2031 | 1925 | 1866 | 1764 | 1565 | 1327 | 1070 | 872 | 1500
| PA | lb/in2 | Tallahassee, FLPA | [12 empty] | 14.65
Tampa, FL | TAN | °F | Tampa, FLTAN | 52.3 | 54.1 | 58.5 | 63.5 | 70.2 | 74.8 | 76.2 | 76.2 | 74.6 | 68.2 | 59.9 | 54.3 | 65.2
| TAX | °F | Tampa, FLTAX | 69.8 | 71.6 | 75.9 | 80.8 | 86.7 | 89.1 | 89.5 | 89.6 | 88.4 | 83.8 | 77.1 | 71.4 | 81.2
| V | mi/hr | Tampa, FLV | 7.2 | 7.4 | 8.1 | 7.8 | 7.2 | 6.5 | 5.6 | 5.6 | 6.3 | 6.7 | 6.9 | 6.7 | 6.7
| I | Btu/ft2/day | Tampa, FLI | 1073 | 1294 | 1656 | 1991 | 2124 | 1962 | 1851 | 1732 | 1561 | 1394 | 1158 | 990 | 1566
| PA | lb/in2 | Tampa, FLPA | [12 empty] | 14.68
Vero Beach, FL | TAN | °F | Vero Beach, FLTAN | 52.7 | 54.2 | 58.2 | 62.3 | 68.5 | 72.6 | 73.9 | 73.9 | 73.9 | 69.6 | 62 | 56.4 | 64.9
| TAX | °F | Vero Beach, FLTAX | 72.3 | 73.9 | 77.1 | 80.2 | 84.6 | 87.9 | 89.4 | 89.3 | 87.5 | 83.7 | 78.3 | 74.1 | 81.5
| V | mi/hr | Vero Beach, FLV | 8.5 | 8.7 | 9.6 | 9.6 | 8.9 | 7.6 | 6.7 | 6.7 | 7.4 | 8.5 | 8.5 | 8.1 | 8.3
| I | Btu/ft2/day | Vero Beach, FLI | 1052 | 1300 | 1593 | 1906 | 2000 | 1848 | 1898 | 1752 | 1516 | 1318 | 1083 | 949 | 1518
| PA | lb/in2 | Vero Beach, FLPA | [12 empty] | 14.68
West Palm Beach, FL | TAN | °F | West Palm Beach, FLTAN | 58.1 | 59.4 | 63.1 | 67.1 | 72 | 75.1 | 76.4 | 76.6 | 76 | 72.6 | 65.8 | 60.6 | 68.6
| TAX | °F | West Palm Beach, FLTAX | 74 | 75.6 | 78.4 | 81.2 | 85.3 | 87.8 | 89.2 | 89.3 | 87.6 | 84.4 | 79.4 | 75.5 | 82.3
| V | mi/hr | West Palm Beach, FLV | 9.8 | 9.8 | 11 | 10.7 | 9.8 | 7.8 | 7.4 | 7.4 | 8.3 | 9.4 | 9.8 | 9.4 | 9.2
| I | Btu/ft2/day | West Palm Beach, FLI | 1105 | 1342 | 1635 | 1912 | 1999 | 1852 | 1936 | 1789 | 1555 | 1352 | 1113 | 998 | 1549
| PA | lb/in2 | West Palm Beach, FLPA | [12 empty] | 14.68
Athens, GA | TAN | °F | Athens, GATAN | 34.4 | 36.8 | 43.1 | 50.1 | 58.9 | 66.7 | 70.2 | 69.6 | 63.3 | 52 | 42.4 | 35.5 | 51.9
| TAX | °F | Athens, GATAX | 53.2 | 56.8 | 64.8 | 72.9 | 80.2 | 86.7 | 89.8 | 88.6 | 82.7 | 73.1 | 63.5 | 54.5 | 72.2
| V | mi/hr | Athens, GAV | 7.4 | 7.4 | 7.6 | 6.9 | 6 | 5.4 | 5.1 | 4.9 | 5.6 | 5.6 | 6 | 6.7 | 6.3
| I | Btu/ft2/day | Athens, GAI | 819 | 1062 | 1390 | 1764 | 1951 | 1978 | 1946 | 1760 | 1487 | 1211 | 915 | 743 | 1419
| PA | lb/in2 | Athens, GAPA | [12 empty] | 14.27
Atlanta, GA | TAN | °F | Atlanta, GATAN | 35.5 | 38.2 | 44.8 | 52.3 | 61.2 | 68.5 | 71.7 | 71.3 | 65.4 | 54.4 | 44.2 | 37.1 | 53.7
| TAX | °F | Atlanta, GATAX | 52.8 | 56.5 | 64.1 | 72.2 | 79.5 | 85.5 | 88.4 | 87.6 | 81.9 | 72.4 | 62.7 | 53.9 | 71.5
| V | mi/hr | Atlanta, GAV | 9.4 | 9.4 | 9.6 | 8.7 | 7.8 | 7.4 | 6.9 | 6.7 | 7.6 | 7.8 | 8.1 | 8.9 | 8.3
| I | Btu/ft2/day | Atlanta, GAI | 801 | 1046 | 1379 | 1747 | 1925 | 1949 | 1925 | 1739 | 1477 | 1201 | 896 | 718 | 1400
| PA | lb/in2 | Atlanta, GAPA | [12 empty] | 14.17
Augusta, GA | TAN | °F | Augusta, GATAN | 34.7 | 36.7 | 43 | 49.6 | 58.6 | 67.2 | 70.5 | 70 | 63.7 | 51.9 | 41.8 | 35.3 | 51.9
| TAX | °F | Augusta, GATAX | 57.7 | 61.1 | 68.7 | 76.4 | 83.8 | 89.2 | 91.8 | 90.6 | 85.5 | 76.6 | 67.6 | 58.9 | 75.7
| V | mi/hr | Augusta, GAV | 6 | 6.3 | 6.7 | 6.3 | 5.6 | 4.9 | 4.7 | 4 | 4.7 | 4.5 | 4.9 | 5.4 | 5.4
| I | Btu/ft2/day | Augusta, GAI | 836 | 1084 | 1432 | 1806 | 1995 | 1979 | 1965 | 1782 | 1509 | 1214 | 935 | 775 | 1443
| PA | lb/in2 | Augusta, GAPA | [12 empty] | 14.62
Columbus, GA | TAN | °F | Columbus, GATAN | 38 | 40.4 | 46.6 | 53.5 | 62.9 | 70.1 | 73.2 | 72.7 | 67.3 | 56.2 | 45.9 | 39.1 | 55.5
| TAX | °F | Columbus, GATAX | 57.4 | 61.2 | 68.7 | 76 | 83.4 | 88.5 | 91.3 | 90.4 | 85.5 | 76.4 | 67.2 | 58.4 | 75.4
| V | mi/hr | Columbus, GAV | 6.5 | 6.7 | 7.2 | 6.7 | 6.3 | 5.6 | 5.6 | 5.1 | 6 | 5.6 | 5.6 | 6 | 6
| I | Btu/ft2/day | Columbus, GAI | 823 | 1079 | 1409 | 1773 | 1936 | 1936 | 1936 | 1718 | 1491 | 1211 | 949 | 753 | 1418
| PA | lb/in2 | Columbus, GAPA | [12 empty] | 14.49
Macon, GA | TAN | °F | Macon, GATAN | 36.3 | 38.6 | 44.8 | 51 | 60.1 | 68.3 | 71.6 | 70.8 | 64.7 | 53 | 43 | 36.8 | 53.2
| TAX | °F | Macon, GATAX | 57.8 | 61.3 | 68.8 | 76.1 | 83.9 | 89 | 91.7 | 90.5 | 85.5 | 76.6 | 67.6 | 58.9 | 75.7
| V | mi/hr | Macon, GAV | 6.7 | 6.7 | 6.9 | 6.5 | 6 | 5.4 | 4.9 | 4.7 | 5.4 | 5.1 | 5.4 | 6 | 5.8
| I | Btu/ft2/day | Macon, GAI | 852 | 1107 | 1460 | 1839 | 2026 | 1978 | 1981 | 1788 | 1523 | 1233 | 960 | 783 | 1461
| PA | lb/in2 | Macon, GAPA | [12 empty] | 14.5
Savannah, GA | TAN | °F | Savannah, GATAN | 40 | 42 | 48.3 | 54.5 | 62.9 | 70.4 | 73.3 | 73 | 68.6 | 58.1 | 47.9 | 41.3 | 56.7
| TAX | °F | Savannah, GATAX | 60.5 | 63.5 | 70.2 | 76.9 | 83.6 | 88.3 | 91.3 | 89.7 | 85.2 | 77.6 | 69.5 | 61.8 | 76.5
| V | mi/hr | Savannah, GAV | 7.2 | 7.4 | 7.8 | 7.4 | 6.7 | 6.3 | 5.6 | 5.6 | 6.5 | 6.3 | 6 | 6.5 | 6.5
| I | Btu/ft2/day | Savannah, GAI | 876 | 1134 | 1484 | 1847 | 2015 | 1947 | 1981 | 1765 | 1477 | 1224 | 993 | 817 | 1464
| PA | lb/in2 | Savannah, GAPA | [12 empty] | 14.66
Hilo, HI | TAN | °F | Hilo, HITAN | 64.1 | 64 | 65.1 | 65.9 | 67.2 | 68.5 | 69.5 | 70 | 69.4 | 68.8 | 67.5 | 65.6 | 67.1
| TAX | °F | Hilo, HITAX | 78.6 | 78.1 | 78.5 | 78.7 | 80.7 | 81.9 | 82.7 | 83 | 83 | 82.3 | 80.4 | 79 | 80.6
| V | mi/hr | Hilo, HIV | 6.7 | 7.2 | 7.2 | 6.9 | 6.7 | 6.5 | 6.5 | 6.3 | 6.3 | 6.3 | 6.3 | 6.5 | 6.5
| I | Btu/ft2/day | Hilo, HII | 1187 | 1316 | 1431 | 1617 | 1743 | 1820 | 1822 | 1748 | 1672 | 1413 | 1137 | 1076 | 1498
| PA | lb/in2 | Hilo, HIPA | [12 empty] | 14.68
Honolulu, HI | TAN | °F | Honolulu, HITAN | 67.1 | 67.3 | 68.5 | 70.3 | 71.8 | 74.3 | 75.3 | 76 | 75.1 | 74.2 | 72.1 | 69.5 | 71.8
| TAX | °F | Honolulu, HITAX | 79.5 | 79.6 | 80.4 | 82.3 | 84.1 | 86.3 | 87.2 | 88 | 87.6 | 86 | 83.2 | 80.8 | 83.8
| V | mi/hr | Honolulu, HIV | 8.7 | 9.2 | 10.3 | 11.2 | 10.3 | 12.1 | 12.1 | 12.1 | 10.5 | 10.1 | 9.6 | 9.4 | 10.5
| I | Btu/ft2/day | Honolulu, HII | 1279 | 1511 | 1737 | 1995 | 2071 | 2155 | 2127 | 2075 | 1901 | 1595 | 1318 | 1177 | 1745
| PA | lb/in2 | Honolulu, HIPA | [12 empty] | 14.69
Kahului, HI | TAN | °F | Kahului, HITAN | 64 | 63.7 | 65 | 66.5 | 67.7 | 70.3 | 71.8 | 72.3 | 71.2 | 70.2 | 68.4 | 65.9 | 68.1
| TAX | °F | Kahului, HITAX | 79.7 | 79.7 | 80.3 | 81.6 | 83.9 | 85.5 | 86.3 | 87 | 87 | 86 | 83.1 | 80.9 | 83.4
| V | mi/hr | Kahului, HIV | 10.5 | 11.2 | 11.9 | 13 | 12.1 | 14.8 | 15 | 14.5 | 12.8 | 11.9 | 11.2 | 10.7 | 12.5
| I | Btu/ft2/day | Kahului, HII | 1335 | 1552 | 1727 | 1984 | 2126 | 2228 | 2164 | 2115 | 1932 | 1682 | 1377 | 1257 | 1790
| PA | lb/in2 | Kahului, HIPA | [12 empty] | 14.66
Lihue, HI | TAN | °F | Lihue, HITAN | 66 | 66.3 | 67.4 | 69.3 | 71 | 73.7 | 74.6 | 75.2 | 74.7 | 73.7 | 71.3 | 68.7 | 71
| TAX | °F | Lihue, HITAX | 77.1 | 76.6 | 77.3 | 78.2 | 80.5 | 82.4 | 83.4 | 83.9 | 84 | 82.7 | 80 | 78.2 | 80.4
| V | mi/hr | Lihue, HIV | 11.9 | 12.5 | 13.2 | 14.3 | 12.8 | 14.3 | 14.8 | 14.3 | 13 | 13 | 13.2 | 12.8 | 13.4
| I | Btu/ft2/day | Lihue, HII | 1193 | 1375 | 1566 | 1755 | 1941 | 2022 | 1956 | 1918 | 1779 | 1427 | 1161 | 1036 | 1594
| PA | lb/in2 | Lihue, HIPA | [12 empty] | 14.63
Boise, ID | TAN | °F | Boise, IDTAN | 26.2 | 29 | 34.5 | 39.3 | 47.2 | 53.9 | 61.5 | 60.5 | 52.2 | 41.3 | 31.9 | 26.2 | 42
| TAX | °F | Boise, IDTAX | 38.5 | 45.3 | 54.4 | 61 | 71.3 | 80 | 91.3 | 89.3 | 79.1 | 64 | 47.8 | 38.5 | 63.4
| V | mi/hr | Boise, IDV | 6.9 | 7.6 | 8.7 | 8.7 | 8.3 | 8.1 | 7.6 | 7.4 | 7.2 | 7.2 | 6.9 | 7.4 | 7.6
| I | Btu/ft2/day | Boise, IDI | 492 | 831 | 1255 | 1705 | 2135 | 2360 | 2476 | 2163 | 1695 | 1102 | 580 | 427 | 1435
| PA | lb/in2 | Boise, IDPA | [12 empty] | 13.52
Lewiston, ID | TAN | °F | Lewiston, IDTAN | 30.7 | 32.4 | 36.4 | 41.2 | 48.1 | 54.1 | 61.3 | 60.3 | 52.4 | 42 | 34.7 | 29.9 | 43.6
| TAX | °F | Lewiston, IDTAX | 41.1 | 46.7 | 54.1 | 60.9 | 70.1 | 77.1 | 88.9 | 88.1 | 78.2 | 61.6 | 47.4 | 39.7 | 62.8
| V | mi/hr | Lewiston, IDV | 6 | 5.6 | 6 | 6 | 5.6 | 5.6 | 5.6 | 5.4 | 4.7 | 4.7 | 5.4 | 6 | 5.6
| I | Btu/ft2/day | Lewiston, IDI | 407 | 698 | 1068 | 1497 | 1870 | 2063 | 2307 | 2003 | 1473 | 882 | 448 | 326 | 1254
| PA | lb/in2 | Lewiston, IDPA | [12 empty] | 13.95
Pocatello, ID | TAN | °F | Pocatello, IDTAN | 18 | 20.7 | 27.9 | 33.5 | 40.8 | 47 | 53.2 | 51.5 | 42.9 | 33.8 | 24.4 | 18.7 | 34.4
| TAX | °F | Pocatello, IDTAX | 33.4 | 38.1 | 49 | 57.4 | 67.9 | 76.7 | 87.9 | 86.8 | 76 | 60.7 | 44.5 | 33.8 | 59.3
| V | mi/hr | Pocatello, IDV | 9.4 | 8.9 | 10.5 | 11.2 | 10.3 | 9.6 | 8.5 | 8.5 | 8.3 | 9.4 | 9.4 | 9.4 | 9.4
| I | Btu/ft2/day | Pocatello, IDI | 485 | 817 | 1292 | 1680 | 2084 | 2327 | 2398 | 2081 | 1634 | 1103 | 605 | 413 | 1410
| PA | lb/in2 | Pocatello, IDPA | [12 empty] | 12.52
Chicago, IL | TAN | °F | Chicago, ILTAN | 17.7 | 21.4 | 29.8 | 39.8 | 49.3 | 59.3 | 64.9 | 64 | 55.3 | 44.2 | 33.3 | 22.3 | 41.8
| TAX | °F | Chicago, ILTAX | 30.7 | 35.2 | 46 | 58.4 | 69.1 | 78.9 | 83 | 81 | 74.2 | 61.8 | 47.7 | 34.9 | 58.4
| V | mi/hr | Chicago, ILV | 11 | 10.7 | 11 | 11.2 | 9.8 | 8.5 | 8.3 | 7.8 | 8.3 | 9.6 | 10.5 | 10.3 | 9.8
| I | Btu/ft2/day | Chicago, ILI | 487 | 755 | 1103 | 1453 | 1718 | 1939 | 1898 | 1621 | 1332 | 913 | 549 | 423 | 1183
| PA | lb/in2 | Chicago, ILPA | [12 empty] | 14.34
Moline, IL | TAN | °F | Moline, ILTAN | 15.3 | 20.2 | 29.9 | 40.9 | 51.2 | 61 | 65.1 | 63.5 | 54.2 | 43.2 | 31.9 | 20.3 | 41.4
| TAX | °F | Moline, ILTAX | 30.5 | 35.8 | 48.7 | 62.1 | 72.3 | 81.6 | 84.5 | 82.8 | 76.2 | 63.8 | 48.7 | 34.9 | 60.2
| V | mi/hr | Moline, ILV | 9.2 | 8.9 | 9.8 | 10.1 | 8.5 | 6.9 | 6.3 | 5.8 | 6.5 | 7.8 | 8.7 | 8.5 | 8.1
| I | Btu/ft2/day | Moline, ILI | 532 | 798 | 1181 | 1469 | 1756 | 1959 | 1949 | 1712 | 1400 | 946 | 593 | 456 | 1229
| PA | lb/in2 | Moline, ILPA | [12 empty] | 14.39
Peoria, IL | TAN | °F | Peoria, ILTAN | 17.8 | 22.2 | 31.4 | 42.4 | 52.4 | 62 | 65.8 | 64.6 | 55.7 | 44.3 | 33.3 | 22.5 | 42.9
| TAX | °F | Peoria, ILTAX | 32.1 | 37.8 | 50 | 62.6 | 72.3 | 81.4 | 84.5 | 83 | 76.5 | 64.1 | 49.7 | 36.4 | 60.9
| V | mi/hr | Peoria, ILV | 9.2 | 9.2 | 9.8 | 10.1 | 8.5 | 7.2 | 6.5 | 6 | 6.5 | 7.8 | 8.9 | 8.7 | 8.3
| I | Btu/ft2/day | Peoria, ILI | 553 | 845 | 1179 | 1503 | 1746 | 1990 | 1982 | 1724 | 1444 | 983 | 608 | 475 | 1253
| PA | lb/in2 | Peoria, ILPA | [12 empty] | 14.34
Rockford, IL | TAN | °F | Rockford, ILTAN | 14.1 | 18.5 | 27.7 | 38.6 | 48.9 | 59.1 | 62.8 | 61.6 | 52.6 | 41.4 | 30.6 | 18.9 | 39.6
| TAX | °F | Rockford, ILTAX | 28.3 | 33.4 | 45.7 | 59.4 | 70.1 | 79.5 | 82.5 | 81 | 74.2 | 61.7 | 46.5 | 32.8 | 57.9
| V | mi/hr | Rockford, ILV | 9.8 | 9.8 | 10.5 | 11.2 | 9.6 | 7.8 | 7.2 | 6.7 | 7.4 | 8.9 | 9.8 | 9.4 | 8.9
| I | Btu/ft2/day | Rockford, ILI | 483 | 766 | 1123 | 1442 | 1700 | 1933 | 1881 | 1647 | 1337 | 902 | 545 | 401 | 1180
| PA | lb/in2 | Rockford, ILPA | [12 empty] | 14.32
Springfield_IL, IL | TAN | °F | Springfield_IL, ILTAN | 19.9 | 24.2 | 32.9 | 43.4 | 53.8 | 62.7 | 65.6 | 64.5 | 55 | 44.6 | 34.6 | 24.4 | 43.8
| TAX | °F | Springfield_IL, ILTAX | 34.3 | 40.2 | 51.7 | 64.3 | 73.9 | 82.1 | 85 | 84.1 | 78.2 | 66.1 | 51.7 | 38.7 | 62.5
| V | mi/hr | Springfield_IL, ILV | 10.7 | 10.7 | 11.2 | 11.4 | 9.4 | 7.6 | 6.5 | 6.3 | 6.7 | 8.7 | 10.5 | 10.3 | 9.2
| I | Btu/ft2/day | Springfield_IL, ILI | 561 | 862 | 1179 | 1513 | 1747 | 1983 | 2017 | 1766 | 1459 | 1035 | 641 | 501 | 1272
| PA | lb/in2 | Springfield_IL, ILPA | [12 empty] | 14.39
Evansville, IN | TAN | °F | Evansville, INTAN | 25.9 | 28.6 | 36.3 | 46.3 | 56.2 | 65.2 | 68.6 | 66.8 | 58.1 | 47.1 | 37.4 | 28.8 | 47.1
| TAX | °F | Evansville, INTAX | 40.7 | 45.6 | 55.6 | 67.2 | 76 | 84.4 | 87.2 | 87.3 | 80.6 | 69.2 | 55.5 | 43.8 | 66.1
| V | mi/hr | Evansville, INV | 8.3 | 8.3 | 8.3 | 8.5 | 6.9 | 6 | 5.6 | 5.1 | 5.4 | 6 | 7.4 | 7.6 | 6.9
| I | Btu/ft2/day | Evansville, INI | 598 | 880 | 1173 | 1574 | 1796 | 2005 | 1994 | 1850 | 1484 | 1097 | 693 | 525 | 1306
| PA | lb/in2 | Evansville, INPA | [12 empty] | 14.49
Fort Wayne, IN | TAN | °F | Fort Wayne, INTAN | 18.6 | 21.5 | 29.6 | 40 | 50 | 60.4 | 63.2 | 61.6 | 53.1 | 42.9 | 33.5 | 23.5 | 41.5
| TAX | °F | Fort Wayne, INTAX | 32 | 36.2 | 47.4 | 60.7 | 70.9 | 80.1 | 83.2 | 81.3 | 75.5 | 63.1 | 49 | 36.1 | 59.6
| V | mi/hr | Fort Wayne, INV | 11 | 10.5 | 10.5 | 10.7 | 9.4 | 7.6 | 6.9 | 6.3 | 6.9 | 8.5 | 9.8 | 10.3 | 9.2
| I | Btu/ft2/day | Fort Wayne, INI | 490 | 750 | 1131 | 1458 | 1709 | 1923 | 1944 | 1677 | 1371 | 935 | 560 | 420 | 1197
| PA | lb/in2 | Fort Wayne, INPA | [12 empty] | 14.29
Indianapolis, IN | TAN | °F | Indianapolis, INTAN | 21.5 | 24.7 | 33.3 | 43.8 | 53.5 | 63.1 | 66.2 | 65.5 | 57.2 | 45.7 | 35.7 | 25.9 | 44.7
| TAX | °F | Indianapolis, INTAX | 35.6 | 40.2 | 51.2 | 63.3 | 72.3 | 81.1 | 84.1 | 83.6 | 77.3 | 65.1 | 51.6 | 39.3 | 62
| V | mi/hr | Indianapolis, INV | 11 | 11 | 11 | 11.4 | 9.6 | 8.3 | 7.8 | 7.4 | 7.8 | 8.9 | 10.3 | 10.5 | 9.6
| I | Btu/ft2/day | Indianapolis, INI | 550 | 815 | 1165 | 1486 | 1757 | 1958 | 1934 | 1739 | 1441 | 1012 | 615 | 472 | 1245
| PA | lb/in2 | Indianapolis, INPA | [12 empty] | 14.29
South Bend, IN | TAN | °F | South Bend, INTAN | 18.6 | 21.4 | 28.9 | 39.2 | 49.2 | 59.4 | 63.3 | 62.2 | 54 | 43.4 | 33.5 | 23.6 | 41.4
| TAX | °F | South Bend, INTAX | 31.3 | 35.4 | 46.5 | 59.5 | 69.6 | 79.1 | 82.3 | 80.5 | 73.9 | 61.7 | 47.8 | 35.5 | 58.6
| V | mi/hr | South Bend, INV | 10.7 | 10.3 | 10.3 | 10.5 | 9.2 | 7.6 | 7.4 | 6.7 | 7.2 | 8.5 | 9.6 | 10.1 | 8.9
| I | Btu/ft2/day | South Bend, INI | 433 | 698 | 1130 | 1471 | 1729 | 1935 | 1898 | 1646 | 1335 | 889 | 518 | 389 | 1173
| PA | lb/in2 | South Bend, INPA | [12 empty] | 14.29
Des Moines, IA | TAN | °F | Des Moines, IATAN | 14.1 | 19.3 | 29.6 | 41.3 | 52.4 | 62.4 | 66.6 | 64.9 | 55.1 | 43.6 | 30.9 | 19.3 | 41.6
| TAX | °F | Des Moines, IATAX | 29.6 | 35.5 | 48 | 61.3 | 71.2 | 80.5 | 84.3 | 82.7 | 75.5 | 62.9 | 47.4 | 34.5 | 59.5
| V | mi/hr | Des Moines, IAV | 10.3 | 10.1 | 11 | 11.2 | 10.1 | 8.7 | 8.1 | 7.6 | 8.5 | 9.6 | 10.3 | 9.8 | 9.6
| I | Btu/ft2/day | Des Moines, IAI | 545 | 817 | 1181 | 1507 | 1782 | 1979 | 1995 | 1762 | 1435 | 986 | 613 | 482 | 1257
| PA | lb/in2 | Des Moines, IAPA | [12 empty] | 14.2
Dubuque, IA | TAN | °F | Dubuque, IATAN | 11.8 | 16.7 | 27 | 38.4 | 49 | 58.9 | 62.3 | 60.9 | 52.1 | 40.7 | 29.2 | 17 | 38.7
| TAX | °F | Dubuque, IATAX | 26 | 31.1 | 43.6 | 57.6 | 68.4 | 77.6 | 80.4 | 78.9 | 71.9 | 59.5 | 44.3 | 30.6 | 55.8
| V | mi/hr | Dubuque, IAV | 11 | 11 | 11.4 | 11.9 | 10.1 | 8.5 | 7.6 | 7.2 | 8.3 | 10.1 | 11 | 10.5 | 9.8
| I | Btu/ft2/day | Dubuque, IAI | 503 | 764 | 1135 | 1476 | 1718 | 1933 | 1904 | 1668 | 1348 | 903 | 551 | 422 | 1194
| PA | lb/in2 | Dubuque, IAPA | [12 empty] | 14.14
Mason City, IA | TAN | °F | Mason City, IATAN | 7.8 | 12.9 | 24.1 | 35.7 | 47.4 | 57.7 | 61 | 58.6 | 48.9 | 37.7 | 25.5 | 13.5 | 35.9
| TAX | °F | Mason City, IATAX | 23.6 | 29 | 41.6 | 57.7 | 68.9 | 78.5 | 81.6 | 79.4 | 72.9 | 59.8 | 42.9 | 28.7 | 55.4
| V | mi/hr | Mason City, IAV | 12.3 | 12.3 | 12.5 | 13.2 | 12.3 | 10.3 | 8.7 | 7.8 | 9.2 | 11 | 11.9 | 11.9 | 11.2
| I | Btu/ft2/day | Mason City, IAI | 469 | 722 | 1111 | 1479 | 1707 | 1902 | 1944 | 1678 | 1308 | 878 | 538 | 388 | 1177
| PA | lb/in2 | Mason City, IAPA | [12 empty] | 14.07
Sioux City, IA | TAN | °F | Sioux City, IATAN | 11 | 16.5 | 26.3 | 37.9 | 49.7 | 59.7 | 63.9 | 61.6 | 51.2 | 39.2 | 26.2 | 15.3 | 38.2
| TAX | °F | Sioux City, IATAX | 28.9 | 34.7 | 46.7 | 61.1 | 72.2 | 81.2 | 84.4 | 82.6 | 76 | 63 | 46.2 | 32.7 | 59.1
| V | mi/hr | Sioux City, IAV | 11 | 11 | 11.4 | 12.5 | 11.6 | 9.6 | 8.3 | 7.8 | 9.2 | 10.1 | 10.7 | 10.7 | 10.3
| I | Btu/ft2/day | Sioux City, IAI | 522 | 787 | 1178 | 1532 | 1774 | 2010 | 2046 | 1787 | 1418 | 982 | 624 | 468 | 1260
| PA | lb/in2 | Sioux City, IAPA | [12 empty] | 14.13
Waterloo, IA | TAN | °F | Waterloo, IATAN | 9.7 | 15.3 | 26.2 | 37.7 | 49.4 | 59.7 | 62.8 | 60.4 | 51 | 39.6 | 27.4 | 15.3 | 37.9
| TAX | °F | Waterloo, IATAX | 26.3 | 31.5 | 44.6 | 59.6 | 70.6 | 80 | 82.7 | 80.8 | 74.7 | 61.5 | 45.3 | 31.2 | 57.4
| V | mi/hr | Waterloo, IAV | 10.5 | 10.7 | 11.2 | 11.9 | 10.5 | 8.7 | 7.6 | 7.2 | 8.1 | 9.6 | 10.3 | 10.1 | 9.6
| I | Btu/ft2/day | Waterloo, IAI | 505 | 755 | 1131 | 1451 | 1722 | 1924 | 1952 | 1698 | 1357 | 909 | 554 | 418 | 1198
| PA | lb/in2 | Waterloo, IAPA | [12 empty] | 14.24
Concordia, KS | TAN | °F | Concordia, KSTAN | 19.3 | 23.3 | 31.9 | 42 | 52.8 | 62.7 | 68 | 66.1 | 56.5 | 44.6 | 32 | 22.1 | 43.4
| TAX | °F | Concordia, KSTAX | 37.6 | 43.2 | 53.9 | 64 | 73.7 | 84.3 | 89.7 | 87.9 | 79.3 | 66.8 | 51.6 | 40 | 64.3
| V | mi/hr | Concordia, KSV | 10.3 | 10.7 | 12.1 | 12.8 | 11.2 | 10.7 | 10.1 | 9.4 | 10.5 | 10.7 | 11 | 10.3 | 10.7
| I | Btu/ft2/day | Concordia, KSI | 701 | 948 | 1319 | 1647 | 1881 | 2123 | 2140 | 1916 | 1544 | 1128 | 772 | 608 | 1394
| PA | lb/in2 | Concordia, KSPA | [12 empty] | 13.94
Dodge City, KS | TAN | °F | Dodge City, KSTAN | 20.8 | 24.4 | 31.6 | 40.9 | 52.1 | 61.4 | 66.7 | 65.4 | 56.1 | 43.7 | 30.7 | 22.6 | 43
| TAX | °F | Dodge City, KSTAX | 43.6 | 48.3 | 57.2 | 66.7 | 76.6 | 86 | 91.9 | 89.7 | 81.5 | 69.2 | 55.1 | 44.6 | 67.6
| V | mi/hr | Dodge City, KSV | 12.1 | 12.8 | 14.1 | 14.8 | 13.6 | 13.2 | 12.1 | 11.4 | 12.8 | 12.8 | 12.5 | 12.1 | 13
| I | Btu/ft2/day | Dodge City, KSI | 816 | 1068 | 1439 | 1786 | 2049 | 2230 | 2272 | 1980 | 1636 | 1239 | 889 | 740 | 1512
| PA | lb/in2 | Dodge City, KSPA | [12 empty] | 13.39
Goodland, KS | TAN | °F | Goodland, KSTAN | 17.7 | 20.4 | 27.1 | 35.3 | 46.3 | 56.3 | 62 | 60.5 | 50.6 | 38.1 | 26.5 | 18.8 | 38.3
| TAX | °F | Goodland, KSTAX | 41.8 | 45.4 | 54.4 | 62.7 | 72.9 | 83.2 | 89.2 | 86.3 | 78.5 | 65.6 | 51.7 | 42.9 | 64.5
| V | mi/hr | Goodland, KSV | 11.6 | 12.1 | 13.2 | 13.9 | 13 | 12.3 | 11 | 10.5 | 11.4 | 11.9 | 11.6 | 11.6 | 12.1
| I | Btu/ft2/day | Goodland, KSI | 785 | 1014 | 1426 | 1762 | 2007 | 2274 | 2301 | 2013 | 1646 | 1216 | 826 | 681 | 1496
| PA | lb/in2 | Goodland, KSPA | [12 empty] | 12.88
Russell, KS | TAN | °F | Russell, KSTAN | 18.8 | 22.8 | 31.4 | 40.9 | 52.3 | 62.4 | 67.6 | 66.3 | 56.5 | 43.7 | 30.5 | 21.3 | 42.9
| TAX | °F | Russell, KSTAX | 40.7 | 45.6 | 55.6 | 65.2 | 75.1 | 85.6 | 91.6 | 89.1 | 80.7 | 68.3 | 53.9 | 42.3 | 66.1
| V | mi/hr | Russell, KSV | 11.4 | 12.1 | 13.4 | 14.3 | 12.8 | 12.5 | 11.9 | 11.2 | 12.3 | 12.8 | 12.3 | 11.6 | 12.3
| I | Btu/ft2/day | Russell, KSI | 739 | 986 | 1343 | 1669 | 1944 | 2144 | 2176 | 1927 | 1571 | 1153 | 818 | 655 | 1427
| PA | lb/in2 | Russell, KSPA | [12 empty] | 13.74
Topeka, KS | TAN | °F | Topeka, KSTAN | 20.3 | 25.1 | 33.7 | 44.3 | 55 | 64.6 | 69.3 | 67.4 | 57 | 45.8 | 33.8 | 24 | 45
| TAX | °F | Topeka, KSTAX | 39 | 45.3 | 55.7 | 65.9 | 75.4 | 83.9 | 89 | 88.5 | 79.6 | 68.1 | 53.9 | 42.3 | 65.6
| V | mi/hr | Topeka, KSV | 8.1 | 8.3 | 9.6 | 9.8 | 8.3 | 7.6 | 6.7 | 6 | 6.7 | 7.4 | 8.1 | 7.6 | 7.8
| I | Btu/ft2/day | Topeka, KSI | 679 | 944 | 1277 | 1574 | 1809 | 2027 | 2069 | 1864 | 1497 | 1102 | 733 | 598 | 1348
| PA | lb/in2 | Topeka, KSPA | [12 empty] | 14.23
Wichita, KS | TAN | °F | Wichita, KSTAN | 23.1 | 27.4 | 35.7 | 45.2 | 56.2 | 65.5 | 70.3 | 69.3 | 60 | 47.7 | 35.5 | 25.8 | 46.8
| TAX | °F | Wichita, KSTAX | 42.2 | 48.5 | 57.3 | 67 | 76.3 | 85.8 | 91.3 | 90.4 | 81.7 | 69.6 | 55.7 | 44 | 67.5
| V | mi/hr | Wichita, KSV | 11 | 11.4 | 12.8 | 13.4 | 11.6 | 11.6 | 10.7 | 10.1 | 10.7 | 11.2 | 11.4 | 10.7 | 11.4
| I | Btu/ft2/day | Wichita, KSI | 763 | 1050 | 1345 | 1701 | 1930 | 2132 | 2179 | 1961 | 1567 | 1173 | 831 | 666 | 1442
| PA | lb/in2 | Wichita, KSPA | [12 empty] | 14.01
Cincinnati, KY | TAN | °F | Cincinnati, KYTAN | 23.8 | 26.2 | 34.1 | 44.3 | 53.7 | 62.5 | 66.1 | 65.4 | 57.4 | 45.9 | 36.2 | 27.4 | 45.2
| TAX | °F | Cincinnati, KYTAX | 38.3 | 42.3 | 52.2 | 64.2 | 72.9 | 81.2 | 84.4 | 84.2 | 77.5 | 65.6 | 52.9 | 41.4 | 63.1
| V | mi/hr | Cincinnati, KYV | 9.4 | 9.6 | 9.8 | 9.6 | 7.8 | 6.9 | 6.5 | 6.3 | 6.7 | 7.4 | 8.7 | 8.9 | 8.1
| I | Btu/ft2/day | Cincinnati, KYI | 553 | 832 | 1167 | 1532 | 1782 | 1956 | 1937 | 1768 | 1439 | 1027 | 644 | 487 | 1260
| PA | lb/in2 | Cincinnati, KYPA | [12 empty] | 14.24
Jackson_KY, KY | TAN | °F | Jackson_KY, KYTAN | 27.9 | 30.5 | 37.8 | 47.7 | 55.4 | 63.1 | 66.6 | 65.7 | 58.9 | 48.7 | 39.6 | 31.4 | 47.8
| TAX | °F | Jackson_KY, KYTAX | 43.1 | 46.9 | 56.2 | 67.4 | 73.7 | 80.4 | 83.2 | 83.4 | 77.3 | 67.4 | 55.9 | 46.2 | 65.1
| V | mi/hr | Jackson_KY, KYV | 6 | 6 | 6.3 | 6.3 | 4.5 | 3.6 | 3.4 | 3.1 | 3.8 | 4.3 | 5.4 | 5.6 | 4.9
| I | Btu/ft2/day | Jackson_KY, KYI | 591 | 831 | 1165 | 1534 | 1745 | 1909 | 1882 | 1752 | 1416 | 1060 | 708 | 539 | 1261
| PA | lb/in2 | Jackson_KY, KYPA | [12 empty] | 13.98
Lexington, KY | TAN | °F | Lexington, KYTAN | 25.9 | 28.5 | 35.9 | 45.6 | 55 | 63.4 | 66.9 | 65.8 | 58.3 | 47.1 | 37.4 | 28.9 | 46.5
| TAX | °F | Lexington, KYTAX | 40.8 | 44.8 | 54.2 | 65.4 | 73.6 | 81.8 | 84.9 | 84.9 | 78.3 | 66.9 | 54.4 | 43.5 | 64.5
| V | mi/hr | Lexington, KYV | 9.4 | 9.2 | 9.2 | 9.2 | 7.6 | 6.5 | 6 | 5.8 | 6.3 | 7.2 | 8.3 | 8.7 | 7.8
| I | Btu/ft2/day | Lexington, KYI | 571 | 841 | 1177 | 1572 | 1814 | 1963 | 1925 | 1782 | 1444 | 1079 | 688 | 517 | 1281
| PA | lb/in2 | Lexington, KYPA | [12 empty] | 14.18
Louisville, KY | TAN | °F | Louisville, KYTAN | 27.7 | 30.5 | 38.2 | 48.2 | 57.8 | 66.8 | 70.3 | 69.4 | 61.2 | 49.7 | 39.7 | 30.9 | 49.2
| TAX | °F | Louisville, KYTAX | 42.3 | 46.8 | 56.6 | 67.9 | 76 | 84.1 | 87.3 | 87.4 | 80.6 | 69.2 | 56.6 | 44.9 | 66.7
| V | mi/hr | Louisville, KYV | 8.9 | 8.9 | 8.9 | 8.9 | 7.6 | 6.9 | 6.7 | 6.3 | 6.3 | 6.7 | 7.8 | 8.1 | 7.6
| I | Btu/ft2/day | Louisville, KYI | 595 | 895 | 1206 | 1563 | 1816 | 1982 | 1963 | 1811 | 1471 | 1073 | 692 | 520 | 1299
| PA | lb/in2 | Louisville, KYPA | [12 empty] | 14.45
Paducah, KY | TAN | °F | Paducah, KYTAN | 27.4 | 30.6 | 38.3 | 47.8 | 57.2 | 65.7 | 69.1 | 66.8 | 58.2 | 47.5 | 38.2 | 30 | 48.1
| TAX | °F | Paducah, KYTAX | 43.4 | 48.5 | 58.3 | 69 | 77.5 | 85.4 | 88.3 | 88.2 | 81.5 | 70.6 | 57.3 | 46 | 67.8
| V | mi/hr | Paducah, KYV | 8.3 | 8.3 | 8.9 | 8.5 | 6.9 | 5.8 | 5.4 | 4.7 | 5.1 | 6 | 7.4 | 7.8 | 6.9
| I | Btu/ft2/day | Paducah, KYI | 630 | 893 | 1224 | 1607 | 1820 | 2017 | 2031 | 1888 | 1494 | 1121 | 726 | 556 | 1334
| PA | lb/in2 | Paducah, KYPA | [12 empty] | 14.47
Baton Rouge, LA | TAN | °F | Baton Rouge, LATAN | 42.2 | 44.5 | 50.5 | 56.9 | 65.5 | 71.4 | 73.9 | 73.2 | 68.6 | 58.1 | 48.2 | 42.8 | 58
| TAX | °F | Baton Rouge, LATAX | 61.6 | 65.2 | 71.4 | 78 | 85 | 89.4 | 90.9 | 91.3 | 87.6 | 79.7 | 70.1 | 63.1 | 77.8
| V | mi/hr | Baton Rouge, LAV | 7.2 | 7.4 | 7.4 | 7.4 | 6.5 | 5.4 | 4.9 | 4.5 | 5.1 | 5.4 | 5.8 | 6.5 | 6
| I | Btu/ft2/day | Baton Rouge, LAI | 822 | 1075 | 1375 | 1736 | 1894 | 1914 | 1896 | 1813 | 1553 | 1291 | 983 | 784 | 1428
| PA | lb/in2 | Baton Rouge, LAPA | [12 empty] | 14.66
Lake Charles, LA | TAN | °F | Lake Charles, LATAN | 43.4 | 46.1 | 52.1 | 59 | 67.5 | 73.4 | 75.4 | 74.6 | 69.9 | 60.3 | 50.5 | 44.6 | 59.7
| TAX | °F | Lake Charles, LATAX | 61.4 | 64.7 | 70.8 | 77.2 | 84.2 | 89 | 90.6 | 91.2 | 87.8 | 80.3 | 70.5 | 63.3 | 77.6
| V | mi/hr | Lake Charles, LAV | 8.7 | 8.9 | 8.9 | 8.7 | 7.4 | 6.3 | 5.4 | 5.1 | 6.5 | 7.2 | 7.6 | 8.5 | 7.4
| I | Btu/ft2/day | Lake Charles, LAI | 833 | 1046 | 1395 | 1727 | 1920 | 1977 | 1930 | 1825 | 1575 | 1321 | 987 | 786 | 1443
| PA | lb/in2 | Lake Charles, LAPA | [12 empty] | 14.68
New Orleans, LA | TAN | °F | New Orleans, LATAN | 45.7 | 48.1 | 53.8 | 60.5 | 68.6 | 73.9 | 75.7 | 75.6 | 72.7 | 63.4 | 52.9 | 46.9 | 61.5
| TAX | °F | New Orleans, LATAX | 61.8 | 65.1 | 70.9 | 77.5 | 84.7 | 88.9 | 90.6 | 90.4 | 87 | 79.5 | 70.5 | 63.6 | 77.5
| V | mi/hr | New Orleans, LAV | 9.2 | 9.2 | 9.4 | 9.4 | 8.1 | 6.5 | 5.8 | 5.8 | 7.4 | 8.1 | 8.1 | 8.7 | 8.1
| I | Btu/ft2/day | New Orleans, LAI | 873 | 1114 | 1454 | 1798 | 1964 | 1928 | 1856 | 1791 | 1570 | 1328 | 1038 | 827 | 1462
| PA | lb/in2 | New Orleans, LAPA | [12 empty] | 14.69
Shreveport, LA | TAN | °F | Shreveport, LATAN | 38.2 | 41.3 | 47.8 | 54.9 | 64.3 | 70.9 | 74 | 73.4 | 67.2 | 56.1 | 46 | 39.2 | 56.1
| TAX | °F | Shreveport, LATAX | 57.2 | 61.4 | 68.5 | 76.1 | 83.3 | 89.6 | 92.9 | 93.3 | 87.6 | 77.8 | 66.5 | 58.4 | 76
| V | mi/hr | Shreveport, LAV | 8.3 | 8.3 | 8.9 | 8.7 | 7.6 | 6.5 | 6 | 5.4 | 6.3 | 6.3 | 7.2 | 7.8 | 7.2
| I | Btu/ft2/day | Shreveport, LAI | 783 | 1001 | 1342 | 1709 | 1837 | 2007 | 2049 | 1915 | 1575 | 1251 | 884 | 732 | 1424
| PA | lb/in2 | Shreveport, LAPA | [12 empty] | 14.56
Bangor, ME | TAN | °F | Bangor, METAN | 8.5 | 11.1 | 21.7 | 32.9 | 43.3 | 53.3 | 58.8 | 57.1 | 48.7 | 37.8 | 29.5 | 17.3 | 35
| TAX | °F | Bangor, METAX | 27 | 30.5 | 39.7 | 52.7 | 64.9 | 74.4 | 79.1 | 78.3 | 69.7 | 56.8 | 45.1 | 33.8 | 54.3
| V | mi/hr | Bangor, MEV | 7.8 | 8.1 | 8.9 | 8.9 | 8.1 | 7.2 | 6.7 | 6.3 | 6.9 | 7.8 | 7.6 | 7.6 | 7.6
| I | Btu/ft2/day | Bangor, MEI | 496 | 752 | 1059 | 1410 | 1639 | 1762 | 1751 | 1585 | 1227 | 792 | 491 | 411 | 1115
| PA | lb/in2 | Bangor, MEPA | [12 empty] | 14.59
Caribou, ME | TAN | °F | Caribou, METAN | 1.7 | 4.4 | 15.9 | 29.6 | 40.9 | 50.6 | 55.9 | 53.4 | 45.3 | 35.2 | 25.5 | 12.1 | 30.9
| TAX | °F | Caribou, METAX | 19 | 22.9 | 33.5 | 46.8 | 61.6 | 71.2 | 75.1 | 73.9 | 65.4 | 51.4 | 38.5 | 26.5 | 48.8
| V | mi/hr | Caribou, MEV | 7.8 | 8.3 | 8.7 | 8.5 | 7.6 | 6.7 | 6 | 5.8 | 6.5 | 7.6 | 7.6 | 8.1 | 7.4
| I | Btu/ft2/day | Caribou, MEI | 428 | 674 | 1034 | 1390 | 1684 | 1800 | 1703 | 1542 | 1136 | 689 | 424 | 353 | 1071
| PA | lb/in2 | Caribou, MEPA | [12 empty] | 14.36
Portland, ME | TAN | °F | Portland, METAN | 14.9 | 17.1 | 25.8 | 35.3 | 44.8 | 54.8 | 60.2 | 59.2 | 51.5 | 40 | 31.9 | 21.9 | 38.1
| TAX | °F | Portland, METAX | 30.8 | 33.7 | 41.3 | 52.8 | 62.8 | 72.6 | 77.7 | 77.2 | 69.4 | 57.9 | 47.4 | 37.2 | 55.1
| V | mi/hr | Portland, MEV | 8.1 | 8.5 | 9.2 | 9.2 | 8.1 | 7.2 | 6.7 | 6.5 | 6.9 | 7.6 | 7.6 | 8.1 | 7.8
| I | Btu/ft2/day | Portland, MEI | 530 | 803 | 1111 | 1471 | 1714 | 1838 | 1844 | 1688 | 1295 | 879 | 552 | 458 | 1182
| PA | lb/in2 | Portland, MEPA | [12 empty] | 14.66
Baltimore , MD | TAN | °F | Baltimore , MDTAN | 26.6 | 27.4 | 34.8 | 44.3 | 53.2 | 63.1 | 68 | 66.6 | 59.1 | 46.6 | 37.7 | 29.6 | 46.4
| TAX | °F | Baltimore , MDTAX | 42.2 | 44.7 | 53.5 | 65.1 | 73.9 | 82.8 | 86.9 | 85.3 | 78 | 66.7 | 56.2 | 45.5 | 65
| V | mi/hr | Baltimore , MDV | 7.8 | 8.3 | 8.7 | 8.3 | 7.2 | 6.5 | 6 | 5.6 | 6.3 | 6.3 | 6.9 | 7.4 | 7.2
| I | Btu/ft2/day | Baltimore , MDI | 653 | 929 | 1231 | 1555 | 1774 | 1918 | 1866 | 1681 | 1350 | 1036 | 709 | 580 | 1274
| PA | lb/in2 | Baltimore , MDPA | [12 empty] | 14.62
Boston, MA | TAN | °F | Boston, MATAN | 23.1 | 25 | 31.7 | 41.2 | 50.4 | 60.3 | 66 | 65.2 | 58.2 | 47.2 | 38.6 | 29.1 | 44.7
| TAX | °F | Boston, MATAX | 36.2 | 38.3 | 45.1 | 55.8 | 65.7 | 75.8 | 80.8 | 79.3 | 72.1 | 61.3 | 51.1 | 41.4 | 58.6
| V | mi/hr | Boston, MAV | 12.5 | 12.8 | 13 | 12.1 | 11.2 | 10.3 | 10.1 | 9.8 | 10.5 | 11.2 | 11.4 | 12.5 | 11.4
| I | Btu/ft2/day | Boston, MAI | 558 | 833 | 1113 | 1461 | 1703 | 1811 | 1830 | 1657 | 1284 | 913 | 576 | 475 | 1184
| PA | lb/in2 | Boston, MAPA | [12 empty] | 14.68
Worchester, MA | TAN | °F | Worchester, MATAN | 17.7 | 19.6 | 26.9 | 37.5 | 47.2 | 56.9 | 62 | 61.1 | 53.7 | 42.4 | 33.8 | 23.8 | 40.2
| TAX | °F | Worchester, MATAX | 31.2 | 34 | 42.2 | 55 | 65.2 | 73.5 | 77.9 | 76.7 | 68.9 | 57.8 | 47.3 | 36.6 | 55.5
| V | mi/hr | Worchester, MAV | 11.4 | 11.9 | 11.4 | 10.7 | 10.1 | 9.2 | 8.9 | 8.5 | 8.9 | 10.1 | 10.5 | 11.6 | 10.3
| I | Btu/ft2/day | Worchester, MAI | 567 | 821 | 1123 | 1454 | 1675 | 1764 | 1848 | 1619 | 1276 | 903 | 584 | 477 | 1176
| PA | lb/in2 | Worchester, MAPA | [12 empty] | 14.18
Alpena, MI | TAN | °F | Alpena, MITAN | 12.7 | 12.1 | 19.8 | 31.5 | 41.4 | 51.3 | 56.1 | 54.7 | 47.4 | 37.7 | 29.3 | 19.4 | 34.4
| TAX | °F | Alpena, MITAX | 26.9 | 29.1 | 38.3 | 51.6 | 63.9 | 74.3 | 78 | 76.8 | 69.1 | 56.1 | 43.1 | 32.3 | 53.3
| V | mi/hr | Alpena, MIV | 8.3 | 8.3 | 8.3 | 8.7 | 7.8 | 6.5 | 6.3 | 6 | 6.7 | 7.4 | 7.8 | 7.8 | 7.4
| I | Btu/ft2/day | Alpena, MII | 401 | 653 | 1103 | 1457 | 1771 | 1948 | 1896 | 1632 | 1232 | 752 | 439 | 346 | 1136
| PA | lb/in2 | Alpena, MIPA | [12 empty] | 14.33
Detroit Metro_AP, MI | TAN | °F | Detroit Metro_AP, MITAN | 19.6 | 21.6 | 28.8 | 39.9 | 49.9 | 60.5 | 64.1 | 63.4 | 55.2 | 44 | 34.6 | 24.9 | 42.2
| TAX | °F | Detroit Metro_AP, MITAX | 31.9 | 34.9 | 45.4 | 58.7 | 69.1 | 78.9 | 82.3 | 80.7 | 73.7 | 61.4 | 48.1 | 36.1 | 58.4
| V | mi/hr | Detroit Metro_AP, MIV | 11 | 10.3 | 10.1 | 10.3 | 8.9 | 8.1 | 8.1 | 7.2 | 7.6 | 9.2 | 10.1 | 10.3 | 9.2
| I | Btu/ft2/day | Detroit Metro_AP, MII | 479 | 755 | 1117 | 1442 | 1738 | 1922 | 1896 | 1620 | 1332 | 861 | 510 | 400 | 1173
| PA | lb/in2 | Detroit Metro_AP, MIPA | [12 empty] | 14.36
Detroit - City, MI | TAN | °F | Detroit - City, MITAN | 20.9 | 22.5 | 29.3 | 40.1 | 50.3 | 61.1 | 65.5 | 64.6 | 56.6 | 45.4 | 35.8 | 26.1 | 43.2
| TAX | °F | Detroit - City, MITAX | 32.3 | 35.3 | 45 | 58.1 | 68.9 | 79 | 82.8 | 81 | 73.8 | 61.2 | 48.1 | 36.5 | 58.5
| V | mi/hr | Detroit - City, MIV | 10.1 | 9.8 | 9.6 | 9.8 | 8.7 | 7.6 | 7.6 | 6.9 | 7.4 | 8.5 | 9.2 | 9.6 | 8.7
| I | Btu/ft2/day | Detroit - City, MII | 469 | 746 | 1120 | 1437 | 1711 | 1884 | 1850 | 1585 | 1316 | 870 | 507 | 409 | 1159
| PA | lb/in2 | Detroit - City, MIPA | [12 empty] | 14.36
Flint, MI | TAN | °F | Flint, MITAN | 16.7 | 18.2 | 25.7 | 36.6 | 46.6 | 56.9 | 60 | 59.1 | 50.8 | 40.8 | 32 | 22.3 | 38.8
| TAX | °F | Flint, MITAX | 29.8 | 33 | 43.4 | 57.1 | 68.1 | 77.9 | 81.1 | 79.4 | 72.4 | 59.7 | 46.5 | 34.4 | 56.9
| V | mi/hr | Flint, MIV | 10.3 | 10.3 | 10.3 | 10.5 | 9.2 | 7.6 | 7.4 | 6.9 | 7.6 | 8.9 | 9.6 | 9.6 | 8.9
| I | Btu/ft2/day | Flint, MII | 440 | 713 | 1104 | 1474 | 1747 | 1947 | 1921 | 1635 | 1309 | 839 | 491 | 394 | 1168
| PA | lb/in2 | Flint, MIPA | [12 empty] | 14.29
Grand Rapids, MI | TAN | °F | Grand Rapids, MITAN | 18.2 | 19.7 | 26.7 | 37.5 | 47.8 | 58 | 61.7 | 60.8 | 52.4 | 41.8 | 32.6 | 23.7 | 40.1
| TAX | °F | Grand Rapids, MITAX | 29.8 | 32.8 | 43.4 | 57.2 | 68.2 | 77.9 | 81.1 | 79.4 | 72.2 | 59.5 | 46.1 | 34.4 | 56.8
| V | mi/hr | Grand Rapids, MIV | 11 | 10.5 | 10.5 | 11 | 9.8 | 8.3 | 8.1 | 7.4 | 7.8 | 9.4 | 10.1 | 10.3 | 9.6
| I | Btu/ft2/day | Grand Rapids, MII | 405 | 684 | 1109 | 1461 | 1746 | 1943 | 1913 | 1635 | 1306 | 819 | 487 | 367 | 1156
| PA | lb/in2 | Grand Rapids, MIPA | [12 empty] | 14.27
Houghton Lake, MI | TAN | °F | Houghton Lake, MITAN | 12.3 | 12.3 | 20.3 | 32.1 | 42.9 | 52.2 | 55.7 | 54.2 | 46.6 | 37.7 | 29 | 19.2 | 34.5
| TAX | °F | Houghton Lake, MITAX | 26.1 | 29.1 | 39.7 | 53.5 | 65.5 | 75.5 | 78.6 | 76.9 | 69.1 | 55.8 | 42.3 | 31 | 53.6
| V | mi/hr | Houghton Lake, MIV | 8.7 | 8.3 | 8.3 | 9.2 | 8.3 | 6.9 | 6.7 | 6.5 | 6.9 | 8.1 | 8.7 | 8.7 | 7.8
| I | Btu/ft2/day | Houghton Lake, MII | 401 | 646 | 1089 | 1462 | 1708 | 1894 | 1874 | 1593 | 1219 | 763 | 439 | 363 | 1121
| PA | lb/in2 | Houghton Lake, MIPA | [12 empty] | 14.1
Lansing, MI | TAN | °F | Lansing, MITAN | 16.5 | 17.9 | 25.4 | 36.2 | 46.2 | 56.4 | 59.5 | 58.7 | 50.3 | 40.4 | 31.7 | 22.1 | 38.4
| TAX | °F | Lansing, MITAX | 29.8 | 32.9 | 43.6 | 57.3 | 67.9 | 77.7 | 81 | 79.2 | 72.3 | 59.6 | 46.3 | 34.3 | 56.8
| V | mi/hr | Lansing, MIV | 10.3 | 10.1 | 9.8 | 10.1 | 8.9 | 7.6 | 7.4 | 6.7 | 7.2 | 8.7 | 9.6 | 10.1 | 8.9
| I | Btu/ft2/day | Lansing, MII | 459 | 729 | 1109 | 1441 | 1707 | 1905 | 1863 | 1595 | 1303 | 833 | 494 | 398 | 1153
| PA | lb/in2 | Lansing, MIPA | [12 empty] | 14.26
Muskegon, MI | TAN | °F | Muskegon, MITAN | 20.2 | 20.8 | 26.7 | 37 | 46.7 | 56.7 | 61.3 | 60.8 | 52.4 | 42.6 | 33.7 | 25.2 | 40.3
| TAX | °F | Muskegon, MITAX | 30.6 | 33.1 | 42.5 | 55.2 | 65.9 | 75.3 | 78.9 | 77.9 | 70.9 | 58.5 | 45.9 | 35.2 | 55.8
| V | mi/hr | Muskegon, MIV | 11.2 | 10.7 | 10.3 | 10.7 | 9.4 | 8.3 | 8.1 | 7.8 | 8.3 | 9.8 | 11 | 11 | 9.6
| I | Btu/ft2/day | Muskegon, MII | 391 | 659 | 1102 | 1479 | 1775 | 1986 | 1962 | 1671 | 1290 | 809 | 451 | 339 | 1160
| PA | lb/in2 | Muskegon, MIPA | [12 empty] | 14.36
Sault Ste Marie, MI | TAN | °F | Sault Ste Marie, MITAN | 8.1 | 9.5 | 18.2 | 30.9 | 40.9 | 49.8 | 54.8 | 55 | 48.4 | 38.3 | 28.5 | 17 | 33.3
| TAX | °F | Sault Ste Marie, MITAX | 22.2 | 25.2 | 34.2 | 47.8 | 61.1 | 70.8 | 74.2 | 73.8 | 65.8 | 52.4 | 39.6 | 29 | 49.7
| V | mi/hr | Sault Ste Marie, MIV | 7.8 | 7.8 | 8.1 | 8.7 | 8.5 | 7.2 | 6.9 | 6.7 | 7.2 | 7.8 | 8.5 | 8.1 | 7.8
| I | Btu/ft2/day | Sault Ste Marie, MII | 357 | 617 | 1042 | 1473 | 1794 | 1962 | 1837 | 1611 | 1128 | 677 | 378 | 291 | 1097
| PA | lb/in2 | Sault Ste Marie, MIPA | [12 empty] | 14.32
Traverse City, MI | TAN | °F | Traverse City, MITAN | 17 | 16.5 | 23.3 | 33.3 | 43.2 | 54.2 | 58.7 | 58.2 | 51 | 40.9 | 31.7 | 22.8 | 37.6
| TAX | °F | Traverse City, MITAX | 28.3 | 30.6 | 40.3 | 53.7 | 65.6 | 75.9 | 79.4 | 78 | 70.4 | 57.5 | 44.3 | 33.4 | 54.8
| V | mi/hr | Traverse City, MIV | 8.3 | 8.3 | 7.6 | 8.1 | 6.9 | 6.3 | 6.5 | 6 | 6.5 | 7.6 | 8.1 | 7.8 | 7.4
| I | Btu/ft2/day | Traverse City, MII | 403 | 648 | 1101 | 1462 | 1756 | 1921 | 1874 | 1619 | 1210 | 725 | 405 | 339 | 1122
| PA | lb/in2 | Traverse City, MIPA | [12 empty] | 14.37
Duluth, MN | TAN | °F | Duluth, MNTAN | 2.6 | 7.1 | 18.2 | 30.7 | 41.4 | 50.6 | 55.9 | 55.4 | 47.2 | 35.7 | 23 | 9.4 | 31.4
| TAX | °F | Duluth, MNTAX | 18.5 | 23.9 | 34.3 | 48 | 61 | 69.8 | 74.7 | 73.6 | 64.7 | 51 | 35.6 | 23 | 48.2
| V | mi/hr | Duluth, MNV | 10.5 | 10.3 | 10.5 | 11 | 10.7 | 9.4 | 8.7 | 8.7 | 9.6 | 10.5 | 10.7 | 10.3 | 10.1
| I | Btu/ft2/day | Duluth, MNI | 461 | 707 | 1083 | 1499 | 1770 | 1844 | 1899 | 1627 | 1179 | 724 | 441 | 365 | 1133
| PA | lb/in2 | Duluth, MNPA | [12 empty] | 13.95
International Falls, MN | TAN | °F | International Falls, MNTAN | -4.5 | 0.3 | 13.7 | 28.4 | 39.8 | 50 | 53.4 | 51.8 | 43.2 | 32.5 | 19.4 | 3.7 | 27.6
| TAX | °F | International Falls, MNTAX | 15 | 21.9 | 34.5 | 50.4 | 63.3 | 72.4 | 76.2 | 75 | 65.4 | 50.6 | 33.8 | 20 | 48.2
| V | mi/hr | International Falls, MNV | 7.8 | 7.8 | 8.5 | 8.5 | 8.7 | 7.6 | 6.9 | 6.7 | 7.6 | 8.3 | 8.3 | 7.6 | 7.8
| I | Btu/ft2/day | International Falls, MNI | 402 | 667 | 1041 | 1501 | 1708 | 1788 | 1807 | 1574 | 1102 | 657 | 375 | 300 | 1077
| PA | lb/in2 | International Falls, MNPA | [12 empty] | 14.08
Minneapolis-St Paul, MN | TAN | °F | Minneapolis-St Paul, MNTAN | 8.3 | 13.6 | 24.6 | 37.9 | 49.6 | 59.7 | 64.5 | 62.5 | 53.3 | 40.9 | 27.5 | 14.4 | 38.1
| TAX | °F | Minneapolis-St Paul, MNTAX | 22.8 | 28.5 | 40.6 | 56.7 | 68.3 | 77.8 | 81.9 | 79.8 | 71.5 | 57.8 | 41 | 27.7 | 54.5
| V | mi/hr | Minneapolis-St Paul, MNV | 9.4 | 9.4 | 9.8 | 10.7 | 10.3 | 9.2 | 8.5 | 8.3 | 9.2 | 9.8 | 9.6 | 9.2 | 9.4
| I | Btu/ft2/day | Minneapolis-St Paul, MNI | 490 | 752 | 1116 | 1476 | 1712 | 1856 | 1930 | 1655 | 1265 | 814 | 501 | 389 | 1163
| PA | lb/in2 | Minneapolis-St Paul, MNPA | [12 empty] | 14.26
Rochester_MN, MN | TAN | °F | Rochester_MN, MNTAN | 7.3 | 12.2 | 23.6 | 36 | 47.4 | 57.5 | 60.7 | 58.8 | 50.1 | 38.6 | 26.2 | 13.3 | 36
| TAX | °F | Rochester_MN, MNTAX | 21.8 | 26.8 | 39.1 | 55.3 | 67 | 76.4 | 79 | 77 | 70.3 | 57.4 | 40.7 | 27.1 | 53.2
| V | mi/hr | Rochester_MN, MNV | 13 | 13 | 13 | 13.4 | 12.8 | 10.7 | 9.6 | 8.9 | 10.3 | 11.6 | 12.8 | 13 | 11.9
| I | Btu/ft2/day | Rochester_MN, MNI | 474 | 708 | 1106 | 1489 | 1709 | 1891 | 1955 | 1664 | 1286 | 848 | 513 | 384 | 1169
| PA | lb/in2 | Rochester_MN, MNPA | [12 empty] | 14.01
St Cloud, MN | TAN | °F | St Cloud, MNTAN | 2.8 | 7.8 | 20.1 | 33.1 | 44.5 | 54.8 | 58.6 | 56.5 | 47.6 | 35.9 | 23.1 | 9.6 | 32.9
| TAX | °F | St Cloud, MNTAX | 20.4 | 26.3 | 38.2 | 55 | 67.6 | 76.4 | 80.7 | 78.8 | 70.3 | 56.2 | 38.9 | 25.4 | 52.9
| V | mi/hr | St Cloud, MNV | 8.3 | 8.3 | 8.7 | 9.4 | 9.2 | 7.8 | 6.7 | 6.5 | 7.4 | 8.5 | 8.5 | 8.3 | 8.1
| I | Btu/ft2/day | St Cloud, MNI | 453 | 700 | 1094 | 1527 | 1754 | 1906 | 1967 | 1669 | 1259 | 802 | 481 | 367 | 1165
| PA | lb/in2 | St Cloud, MNPA | [12 empty] | 14.16
Jackson, MS | TAN | °F | Jackson, MSTAN | 37 | 39.3 | 45.9 | 53.3 | 62.5 | 69.2 | 72.1 | 71.4 | 65.5 | 53.9 | 43.9 | 37.9 | 54.3
| TAX | °F | Jackson, MSTAX | 56.5 | 60.8 | 68.1 | 75.7 | 83 | 89 | 91.1 | 91.2 | 86.5 | 77.1 | 66.3 | 58.1 | 75.3
| V | mi/hr | Jackson, MSV | 6.7 | 6.9 | 7.2 | 6.7 | 5.6 | 4.7 | 4 | 4 | 5.1 | 5.1 | 5.4 | 6.3 | 5.6
| I | Btu/ft2/day | Jackson, MSI | 783 | 1039 | 1369 | 1762 | 1929 | 2025 | 1969 | 1849 | 1576 | 1262 | 922 | 726 | 1434
| PA | lb/in2 | Jackson, MSPA | [12 empty] | 14.53
Meridian, MS | TAN | °F | Meridian, MSTAN | 35.8 | 38.1 | 44.5 | 51.5 | 60.8 | 67.8 | 70.8 | 70.2 | 64.2 | 52.5 | 42.5 | 36.9 | 53
| TAX | °F | Meridian, MSTAX | 57.1 | 61.4 | 68.8 | 76.2 | 83.4 | 88.8 | 91.4 | 91.1 | 86.5 | 77.3 | 66.9 | 58.5 | 75.6
| V | mi/hr | Meridian, MSV | 6.9 | 7.2 | 7.4 | 6.9 | 5.8 | 4.9 | 4.5 | 4.3 | 5.1 | 5.1 | 5.6 | 6.3 | 5.8
| I | Btu/ft2/day | Meridian, MSI | 783 | 1044 | 1380 | 1726 | 1918 | 1989 | 1945 | 1823 | 1544 | 1252 | 924 | 727 | 1421
| PA | lb/in2 | Meridian, MSPA | [12 empty] | 14.53
Tupelo, MS | TAN | °F | Tupelo, MSTAN | 33.2 | 35.9 | 43 | 51 | 60.2 | 68.1 | 71.5 | 70.6 | 63.4 | 51.6 | 42 | 34.8 | 52.1
| TAX | °F | Tupelo, MSTAX | 51.3 | 55.8 | 64.3 | 73 | 80.6 | 87.4 | 90.1 | 90.1 | 84.2 | 74.2 | 62.9 | 52.8 | 72.2
| V | mi/hr | Tupelo, MSV | 7.6 | 7.8 | 8.1 | 7.6 | 6.3 | 5.4 | 4.7 | 4.7 | 5.6 | 5.6 | 6 | 6.9 | 6.3
| I | Btu/ft2/day | Tupelo, MSI | 730 | 964 | 1309 | 1682 | 1912 | 2026 | 1990 | 1849 | 1536 | 1201 | 832 | 648 | 1390
| PA | lb/in2 | Tupelo, MSPA | [12 empty] | 14.5
Columbia_MO, MO | TAN | °F | Columbia_MO, MOTAN | 21.4 | 26 | 34.2 | 44.8 | 54.6 | 63.3 | 67.3 | 65.9 | 56.7 | 46 | 35.4 | 25.3 | 45.1
| TAX | °F | Columbia_MO, MOTAX | 37.6 | 43.9 | 54.5 | 65.4 | 74 | 82.2 | 86.6 | 86.5 | 77.8 | 66.7 | 53.2 | 41.4 | 64.2
| V | mi/hr | Columbia_MO, MOV | 10.3 | 10.5 | 11.2 | 11.2 | 9.2 | 8.1 | 7.4 | 7.2 | 7.8 | 9.2 | 10.1 | 10.1 | 9.4
| I | Btu/ft2/day | Columbia_MO, MOI | 629 | 886 | 1251 | 1575 | 1808 | 2033 | 2027 | 1823 | 1490 | 1070 | 690 | 556 | 1320
| PA | lb/in2 | Columbia_MO, MOPA | [12 empty] | 14.23
Kansas City, MO | TAN | °F | Kansas City, MOTAN | 20.4 | 25.2 | 33.9 | 44.9 | 55.1 | 64.3 | 68.8 | 67.5 | 57.6 | 46.8 | 34.9 | 24.5 | 45.3
| TAX | °F | Kansas City, MOTAX | 37.1 | 43.4 | 54.2 | 64.8 | 74.2 | 82.7 | 87.2 | 86.8 | 78.1 | 66.5 | 52.5 | 40.8 | 64
| V | mi/hr | Kansas City, MOV | 10.7 | 10.7 | 11.9 | 12.3 | 10.3 | 9.6 | 8.7 | 8.5 | 9.2 | 10.3 | 10.7 | 10.5 | 10.3
| I | Btu/ft2/day | Kansas City, MOI | 641 | 929 | 1273 | 1566 | 1815 | 1999 | 2028 | 1823 | 1488 | 1074 | 701 | 566 | 1325
| PA | lb/in2 | Kansas City, MOPA | [12 empty] | 14.18
Springfield_MO, MO | TAN | °F | Springfield_MO, MOTAN | 24.3 | 28.5 | 35.8 | 45.6 | 55.5 | 63.9 | 68.3 | 67.3 | 58.2 | 47.3 | 36.6 | 27.1 | 46.5
| TAX | °F | Springfield_MO, MOTAX | 42.3 | 48.2 | 56.8 | 66.6 | 74.5 | 82.9 | 87.4 | 87.9 | 79.2 | 68.4 | 55.7 | 44.8 | 66.2
| V | mi/hr | Springfield_MO, MOV | 9.8 | 10.1 | 11 | 10.7 | 8.9 | 8.1 | 7.2 | 7.2 | 7.8 | 8.9 | 9.8 | 9.8 | 9.2
| I | Btu/ft2/day | Springfield_MO, MOI | 677 | 929 | 1242 | 1593 | 1783 | 1996 | 2030 | 1868 | 1494 | 1129 | 742 | 601 | 1340
| PA | lb/in2 | Springfield_MO, MOPA | [12 empty] | 14.04
St Louis - Lambert, MO | TAN | °F | St Louis - Lambert, MOTAN | 24.6 | 28.7 | 37.2 | 47.9 | 58.2 | 67.2 | 71.3 | 70 | 60.9 | 49.6 | 38.5 | 28.5 | 48.5
| TAX | °F | St Louis - Lambert, MOTAX | 39.2 | 45.1 | 55.5 | 67 | 75.7 | 84.3 | 88.1 | 87.3 | 79.4 | 68.2 | 54.7 | 42.8 | 65.6
| V | mi/hr | St Louis - Lambert, MOV | 9.8 | 10.1 | 10.5 | 10.5 | 9.2 | 8.1 | 7.6 | 7.2 | 7.4 | 8.5 | 9.4 | 9.6 | 8.9
| I | Btu/ft2/day | St Louis - Lambert, MOI | 598 | 882 | 1217 | 1557 | 1765 | 2007 | 1978 | 1802 | 1471 | 1076 | 703 | 537 | 1299
| PA | lb/in2 | St Louis - Lambert, MOPA | [12 empty] | 14.39
St Louis - Spirit, MO | TAN | °F | St Louis - Spirit, MOTAN | 22.6 | 26.7 | 34.6 | 44.9 | 55 | 63.9 | 67.9 | 66 | 56.3 | 45.4 | 35.4 | 26.2 | 45.4
| TAX | °F | St Louis - Spirit, MOTAX | 39.6 | 45.5 | 56.3 | 67.5 | 75.8 | 84.1 | 88 | 87.2 | 79.4 | 68.6 | 55.3 | 43.3 | 65.9
| V | mi/hr | St Louis - Spirit, MOV | 8.1 | 8.1 | 8.5 | 8.7 | 6.7 | 5.8 | 5.4 | 4.9 | 4.9 | 6.3 | 7.4 | 7.4 | 6.9
| I | Btu/ft2/day | St Louis - Spirit, MOI | 604 | 888 | 1226 | 1570 | 1763 | 2009 | 1992 | 1811 | 1467 | 1073 | 694 | 545 | 1303
| PA | lb/in2 | St Louis - Spirit, MOPA | [12 empty] | 14.45
Billings, MT | TAN | °F | Billings, MTTAN | 18 | 21.8 | 27.3 | 35.2 | 44.2 | 52.5 | 59.6 | 58 | 48.8 | 37.7 | 27.3 | 19.6 | 37.5
| TAX | °F | Billings, MTTAX | 34.9 | 40.1 | 48 | 56.1 | 66.4 | 75.1 | 85.7 | 84.8 | 73 | 58.1 | 44.8 | 35.3 | 58.5
| V | mi/hr | Billings, MTV | 12.8 | 11.6 | 10.7 | 10.5 | 9.8 | 9.4 | 8.9 | 8.9 | 9.4 | 10.5 | 11.9 | 12.5 | 10.5
| I | Btu/ft2/day | Billings, MTI | 478 | 784 | 1148 | 1514 | 1883 | 2048 | 2221 | 1912 | 1424 | 903 | 544 | 398 | 1271
| PA | lb/in2 | Billings, MTPA | [12 empty] | 12.92
Glasgow, MT | TAN | °F | Glasgow, MTTAN | 3.8 | 9.8 | 20.6 | 32.3 | 42.2 | 51.5 | 57.4 | 56.3 | 45.6 | 32.9 | 19.9 | 8.3 | 31.7
| TAX | °F | Glasgow, MTTAX | 21.7 | 28.4 | 41.4 | 56.4 | 66.5 | 74.7 | 83.9 | 83.7 | 72.1 | 55.9 | 39.4 | 26.3 | 54.2
| V | mi/hr | Glasgow, MTV | 9.4 | 9.4 | 11 | 12.1 | 12.1 | 11 | 10.1 | 10.7 | 10.3 | 10.3 | 9.6 | 9.4 | 10.5
| I | Btu/ft2/day | Glasgow, MTI | 366 | 628 | 1068 | 1545 | 1889 | 2051 | 2180 | 1872 | 1340 | 834 | 444 | 311 | 1211
| PA | lb/in2 | Glasgow, MTPA | [12 empty] | 13.53
Great Falls, MT | TAN | °F | Great Falls, MTTAN | 15.9 | 18.8 | 23.7 | 31.6 | 39.9 | 47 | 53 | 51.7 | 44 | 34.2 | 25.2 | 17.7 | 33.5
| TAX | °F | Great Falls, MTTAX | 34.1 | 38.1 | 45.2 | 53.9 | 63.7 | 71.1 | 82.7 | 81.5 | 70.5 | 56.5 | 42.7 | 35 | 56.2
| V | mi/hr | Great Falls, MTV | 13.4 | 11.9 | 11.9 | 11.2 | 10.5 | 9.8 | 8.9 | 8.9 | 10.1 | 11.9 | 13.4 | 13.6 | 11.4
| I | Btu/ft2/day | Great Falls, MTI | 428 | 706 | 1106 | 1450 | 1806 | 2001 | 2163 | 1857 | 1360 | 840 | 465 | 358 | 1212
| PA | lb/in2 | Great Falls, MTPA | [12 empty] | 12.88
Harve City, MT | TAN | °F | Harve City, MTTAN | 6.4 | 12 | 20.7 | 31.4 | 40.8 | 48.9 | 54.1 | 52.5 | 42.6 | 31.1 | 20.4 | 9.9 | 30.9
| TAX | °F | Harve City, MTTAX | 26.6 | 33.1 | 43.8 | 56.9 | 66.4 | 74 | 84.3 | 83.5 | 72 | 57.3 | 41.6 | 30.6 | 55.8
| V | mi/hr | Harve City, MTV | 9.6 | 9.2 | 9.8 | 10.5 | 10.5 | 9.6 | 8.7 | 8.7 | 8.9 | 9.4 | 10.1 | 9.8 | 9.6
| I | Btu/ft2/day | Harve City, MTI | 371 | 632 | 1091 | 1522 | 1828 | 2035 | 2166 | 1862 | 1333 | 826 | 435 | 318 | 1202
| PA | lb/in2 | Harve City, MTPA | [12 empty] | 13.39
Helena, MT | TAN | °F | Helena, MTTAN | 13.5 | 18.4 | 24.9 | 32.8 | 41.8 | 49 | 55.3 | 53 | 44.4 | 33.5 | 23.1 | 14.5 | 33.7
| TAX | °F | Helena, MTTAX | 31.2 | 37.6 | 46.8 | 55.6 | 65.6 | 73.3 | 84.6 | 83.3 | 72.2 | 57 | 41.8 | 31.6 | 56.7
| V | mi/hr | Helena, MTV | 5.6 | 6 | 7.4 | 8.3 | 8.1 | 7.8 | 7.2 | 6.5 | 6.3 | 6.5 | 6 | 5.6 | 6.7
| I | Btu/ft2/day | Helena, MTI | 456 | 767 | 1185 | 1513 | 1832 | 2048 | 2214 | 1898 | 1420 | 889 | 503 | 390 | 1260
| PA | lb/in2 | Helena, MTPA | [12 empty] | 12.79
Kalispell, MT | TAN | °F | Kalispell, MTTAN | 17.2 | 20 | 25.5 | 31.9 | 39.4 | 45.2 | 49.1 | 47.2 | 39.6 | 30.5 | 24.8 | 18.3 | 32.4
| TAX | °F | Kalispell, MTTAX | 30.2 | 35.6 | 44.4 | 54.4 | 64 | 70 | 80.7 | 80.3 | 69.5 | 53.9 | 39.1 | 30 | 54.4
| V | mi/hr | Kalispell, MTV | 4 | 4.3 | 5.8 | 6.7 | 6.5 | 5.8 | 5.4 | 5.1 | 4.7 | 4.5 | 4 | 3.8 | 5.1
| I | Btu/ft2/day | Kalispell, MTI | 322 | 605 | 1031 | 1440 | 1761 | 1895 | 2166 | 1812 | 1300 | 742 | 377 | 259 | 1142
| PA | lb/in2 | Kalispell, MTPA | [12 empty] | 13.2
Missoula, MT | TAN | °F | Missoula, MTTAN | 19 | 22.1 | 27.8 | 33.2 | 40.5 | 47 | 52.7 | 50.9 | 43 | 33.4 | 25.3 | 19 | 34.5
| TAX | °F | Missoula, MTTAX | 31.5 | 37.6 | 48 | 55.9 | 65.6 | 72.4 | 84.7 | 83.5 | 72.2 | 56 | 39.9 | 30.8 | 56.5
| V | mi/hr | Missoula, MTV | 3.8 | 4.3 | 5.8 | 6.5 | 6.3 | 6.5 | 6.3 | 5.8 | 4.9 | 4.5 | 4 | 4 | 5.1
| I | Btu/ft2/day | Missoula, MTI | 387 | 676 | 1088 | 1451 | 1787 | 1966 | 2229 | 1883 | 1385 | 820 | 428 | 315 | 1201
| PA | lb/in2 | Missoula, MTPA | [12 empty] | 13.1
Grand Island, NE | TAN | °F | Grand Island, NETAN | 14.9 | 19.4 | 28 | 38.4 | 50.2 | 60 | 65.1 | 63.2 | 52.8 | 40.4 | 27.6 | 18.3 | 39.9
| TAX | °F | Grand Island, NETAX | 34.7 | 39.7 | 50.4 | 61.8 | 72 | 81.9 | 86.5 | 84.7 | 77.6 | 64.3 | 49.1 | 37.4 | 61.7
| V | mi/hr | Grand Island, NEV | 11 | 11.4 | 12.5 | 13.4 | 12.1 | 10.7 | 9.2 | 8.9 | 10.5 | 11.2 | 11.2 | 11 | 11.2
| I | Btu/ft2/day | Grand Island, NEI | 637 | 908 | 1284 | 1619 | 1846 | 2102 | 2100 | 1855 | 1492 | 1080 | 711 | 554 | 1349
| PA | lb/in2 | Grand Island, NEPA | [12 empty] | 13.75
Lincoln, NE | TAN | °F | Lincoln, NETAN | 14.3 | 19.3 | 28.4 | 39.5 | 51.1 | 61.6 | 66.5 | 64.2 | 53.6 | 41.4 | 28.4 | 18.1 | 40.5
| TAX | °F | Lincoln, NETAX | 34.1 | 39.8 | 51.5 | 63.2 | 73.5 | 82.9 | 87.8 | 86.1 | 78.3 | 65.4 | 49.7 | 37.8 | 62.5
| V | mi/hr | Lincoln, NEV | 8.9 | 9.6 | 11 | 11.9 | 10.5 | 9.6 | 8.7 | 8.3 | 9.2 | 9.6 | 9.4 | 8.9 | 9.6
| I | Btu/ft2/day | Lincoln, NEI | 591 | 872 | 1205 | 1555 | 1782 | 1994 | 2017 | 1784 | 1465 | 1030 | 663 | 521 | 1290
| PA | lb/in2 | Lincoln, NEPA | [12 empty] | 14.08
Norfolk_NE, NE | TAN | °F | Norfolk_NE, NETAN | 13 | 18 | 26.9 | 38.1 | 49.2 | 59.4 | 64.1 | 62.2 | 52 | 39.7 | 26.7 | 16.8 | 38.8
| TAX | °F | Norfolk_NE, NETAX | 31.9 | 37.1 | 48.3 | 60.8 | 71.7 | 80.9 | 85.5 | 83.5 | 76.3 | 63.2 | 47.2 | 34.8 | 60.1
| V | mi/hr | Norfolk_NE, NEV | 10.5 | 11 | 11.6 | 12.5 | 11.2 | 9.8 | 8.9 | 8.7 | 9.8 | 10.3 | 10.5 | 10.5 | 10.5
| I | Btu/ft2/day | Norfolk_NE, NEI | 566 | 836 | 1226 | 1556 | 1807 | 2036 | 2063 | 1794 | 1452 | 1012 | 647 | 507 | 1292
| PA | lb/in2 | Norfolk_NE, NEPA | [12 empty] | 13.89
North Platte, NE | TAN | °F | North Platte, NETAN | 12.7 | 16.5 | 24.5 | 34.2 | 45.3 | 55.5 | 61.7 | 59.7 | 48.3 | 35 | 22.3 | 14.1 | 35.8
| TAX | °F | North Platte, NETAX | 38.7 | 43 | 52.1 | 60.8 | 71.1 | 80.7 | 87.2 | 85.1 | 77.3 | 63.7 | 49.9 | 40 | 62.5
| V | mi/hr | North Platte, NEV | 8.3 | 8.9 | 10.3 | 11.4 | 10.3 | 9.4 | 8.5 | 8.1 | 8.9 | 8.9 | 8.7 | 8.3 | 9.2
| I | Btu/ft2/day | North Platte, NEI | 666 | 938 | 1324 | 1642 | 1899 | 2170 | 2191 | 1905 | 1546 | 1097 | 710 | 587 | 1390
| PA | lb/in2 | North Platte, NEPA | [12 empty] | 13.29
Omaha, NE | TAN | °F | Omaha, NETAN | 14.2 | 19.5 | 28.8 | 40.7 | 52 | 62.1 | 67 | 64.8 | 54.6 | 42.7 | 29.8 | 18.9 | 41.3
| TAX | °F | Omaha, NETAX | 31.7 | 37.7 | 49.9 | 62.7 | 73 | 82.3 | 86.2 | 84.4 | 77.2 | 64.5 | 48.4 | 35.9 | 61.2
| V | mi/hr | Omaha, NEV | 10.1 | 10.3 | 11.2 | 11.9 | 10.5 | 9.4 | 8.3 | 8.1 | 8.9 | 9.6 | 10.1 | 9.8 | 9.8
| I | Btu/ft2/day | Omaha, NEI | 582 | 852 | 1204 | 1512 | 1776 | 1992 | 2001 | 1749 | 1447 | 1007 | 646 | 506 | 1273
| PA | lb/in2 | Omaha, NEPA | [12 empty] | 14.18
Scottsbluff, NE | TAN | °F | Scottsbluff, NETAN | 14.8 | 17.7 | 24.6 | 32.6 | 43.5 | 52.9 | 59.1 | 57.1 | 46.2 | 33.7 | 22.5 | 14.9 | 35
| TAX | °F | Scottsbluff, NETAX | 39.8 | 44 | 52.2 | 60 | 70.8 | 80.8 | 88.7 | 86.5 | 77.2 | 63 | 49.2 | 40.1 | 62.7
| V | mi/hr | Scottsbluff, NEV | 9.6 | 10.3 | 11 | 11.4 | 11 | 9.8 | 8.5 | 8.3 | 8.3 | 9.2 | 9.4 | 9.4 | 9.6
| I | Btu/ft2/day | Scottsbluff, NEI | 672 | 923 | 1295 | 1647 | 1955 | 2180 | 2261 | 1963 | 1571 | 1089 | 715 | 559 | 1403
| PA | lb/in2 | Scottsbluff, NEPA | [12 empty] | 12.75
Valentine, NE | TAN | °F | Valentine, NETAN | 11.5 | 15.7 | 23.8 | 33.8 | 44.6 | 54.7 | 60.8 | 59.2 | 48.3 | 34.8 | 22.2 | 13.5 | 35.2
| TAX | °F | Valentine, NETAX | 35.5 | 39.5 | 48.6 | 58.8 | 69.9 | 79.4 | 87.3 | 86.1 | 76.7 | 62 | 47.4 | 37.2 | 60.7
| V | mi/hr | Valentine, NEV | 9.4 | 9.8 | 10.5 | 11.4 | 11.4 | 10.3 | 9.2 | 9.6 | 10.3 | 10.1 | 9.8 | 9.6 | 10.1
| I | Btu/ft2/day | Valentine, NEI | 601 | 853 | 1215 | 1539 | 1862 | 2066 | 2187 | 1883 | 1496 | 1011 | 643 | 514 | 1322
| PA | lb/in2 | Valentine, NEPA | [12 empty] | 13.39
Ely, NV | TAN | °F | Ely, NVTAN | 13.1 | 16.9 | 22.9 | 27.7 | 34.4 | 42 | 49.2 | 48.1 | 38.7 | 28.9 | 19.8 | 12.6 | 29.5
| TAX | °F | Ely, NVTAX | 38.9 | 41.6 | 49.8 | 56 | 67 | 77.7 | 86.9 | 84.6 | 75.6 | 62.1 | 48.1 | 38.8 | 60.6
| V | mi/hr | Ely, NVV | 9.2 | 8.9 | 9.6 | 9.8 | 9.4 | 9.6 | 9.4 | 9.6 | 9.2 | 9.2 | 8.7 | 8.9 | 9.4
| I | Btu/ft2/day | Ely, NVI | 724 | 1006 | 1454 | 1843 | 2146 | 2418 | 2371 | 2173 | 1800 | 1303 | 875 | 669 | 1565
| PA | lb/in2 | Ely, NVPA | [12 empty] | 11.72
Las Vegas, NV | TAN | °F | Las Vegas, NVTAN | 39.4 | 43.2 | 49.2 | 55.6 | 65.8 | 74.3 | 81.2 | 79.8 | 71.4 | 58.7 | 46.3 | 38.7 | 58.6
| TAX | °F | Las Vegas, NVTAX | 57.6 | 61.9 | 69.8 | 77.1 | 88.2 | 97.7 | 103.7 | 101.8 | 94 | 80.2 | 66 | 56.3 | 79.5
| V | mi/hr | Las Vegas, NVV | 6.5 | 7.2 | 8.7 | 10.3 | 10.1 | 10.1 | 8.9 | 8.5 | 7.8 | 7.2 | 6.5 | 6.5 | 8.3
| I | Btu/ft2/day | Las Vegas, NVI | 965 | 1244 | 1732 | 2164 | 2466 | 2628 | 2439 | 2202 | 1938 | 1479 | 1093 | 885 | 1769
| PA | lb/in2 | Las Vegas, NVPA | [12 empty] | 13.6
Lovelock, NV | TAN | °F | Lovelock, NVTAN | 20.8 | 25.3 | 29.2 | 35.2 | 44.8 | 51.9 | 58.3 | 54.6 | 45.3 | 35.2 | 24.4 | 19.3 | 37
| TAX | °F | Lovelock, NVTAX | 43.4 | 50.5 | 59.3 | 64.7 | 75.4 | 84.8 | 95.4 | 92.8 | 83.9 | 69.3 | 53.9 | 43.4 | 68.1
| V | mi/hr | Lovelock, NVV | 4.9 | 6 | 7.4 | 8.3 | 8.5 | 8.3 | 7.6 | 6.9 | 6 | 5.8 | 5.1 | 4.7 | 6.7
| I | Btu/ft2/day | Lovelock, NVI | 687 | 992 | 1414 | 1822 | 2189 | 2471 | 2533 | 2252 | 1833 | 1274 | 802 | 587 | 1571
| PA | lb/in2 | Lovelock, NVPA | [12 empty] | 12.76
Mercury, NV | TAN | °F | Mercury, NVTAN | 35.1 | 38.2 | 42.8 | 48.2 | 57.9 | 66.2 | 73.7 | 72.4 | 64 | 52 | 41.1 | 34.2 | 52.2
| TAX | °F | Mercury, NVTAX | 55.2 | 58.3 | 65.8 | 72 | 82.9 | 92.2 | 99 | 97.3 | 89.6 | 76.4 | 63.3 | 54.1 | 75.5
| V | mi/hr | Mercury, NVV | 8.3 | 8.5 | 9.2 | 10.3 | 9.8 | 10.1 | 9.2 | 9.2 | 8.3 | 8.1 | 8.1 | 8.1 | 8.9
| I | Btu/ft2/day | Mercury, NVI | 937 | 1212 | 1714 | 2151 | 2464 | 2664 | 2527 | 2313 | 1977 | 1482 | 1077 | 860 | 1781
| PA | lb/in2 | Mercury, NVPA | [12 empty] | 13.16
Reno, NV | TAN | °F | Reno, NVTAN | 25.1 | 28.6 | 32.8 | 37 | 45.5 | 52.3 | 59.2 | 56.7 | 48.7 | 39 | 30 | 25.1 | 40
| TAX | °F | Reno, NVTAX | 45.5 | 50.3 | 57.7 | 62.3 | 72.6 | 81.9 | 91.7 | 89.7 | 81.8 | 68.5 | 54.8 | 45.2 | 66.8
| V | mi/hr | Reno, NVV | 4.7 | 5.6 | 6.9 | 8.3 | 7.8 | 7.6 | 7.2 | 6.5 | 5.4 | 4.7 | 4.9 | 5.1 | 6.3
| I | Btu/ft2/day | Reno, NVI | 715 | 992 | 1471 | 1889 | 2232 | 2473 | 2512 | 2249 | 1854 | 1310 | 859 | 633 | 1599
| PA | lb/in2 | Reno, NVPA | [12 empty] | 12.53
Tonopah, NV | TAN | °F | Tonopah, NVTAN | 21.9 | 25.6 | 29.9 | 34.9 | 44.2 | 52.3 | 58.8 | 56.8 | 49.1 | 38.4 | 27.5 | 20.2 | 38.3
| TAX | °F | Tonopah, NVTAX | 44.5 | 48.3 | 56.5 | 62.7 | 73.5 | 83.5 | 91.4 | 89.2 | 80.6 | 67.6 | 53.7 | 43.8 | 66.3
| V | mi/hr | Tonopah, NVV | 8.9 | 9.6 | 10.7 | 11.6 | 10.7 | 10.3 | 9.2 | 9.2 | 8.9 | 9.4 | 9.2 | 8.7 | 9.6
| I | Btu/ft2/day | Tonopah, NVI | 828 | 1128 | 1629 | 2056 | 2344 | 2586 | 2507 | 2304 | 1922 | 1430 | 997 | 779 | 1709
| PA | lb/in2 | Tonopah, NVPA | [12 empty] | 12.08
Winnemucca, NV | TAN | °F | Winnemucca, NVTAN | 20.5 | 24.4 | 27.5 | 31.4 | 39.4 | 46.3 | 53.5 | 49.9 | 40.7 | 30.5 | 23.1 | 18.8 | 33.8
| TAX | °F | Winnemucca, NVTAX | 41.4 | 47 | 55.3 | 60.4 | 71.3 | 81.5 | 92.8 | 90.4 | 81.1 | 66.1 | 51.3 | 41.1 | 65
| V | mi/hr | Winnemucca, NVV | 7.2 | 7.6 | 8.1 | 8.3 | 8.3 | 8.3 | 7.6 | 7.4 | 6.9 | 6.7 | 6.7 | 7.2 | 7.6
| I | Btu/ft2/day | Winnemucca, NVI | 652 | 964 | 1380 | 1762 | 2147 | 2437 | 2523 | 2232 | 1795 | 1248 | 760 | 555 | 1538
| PA | lb/in2 | Winnemucca, NVPA | [12 empty] | 12.57
Concord, NH | TAN | °F | Concord, NHTAN | 12.3 | 14.6 | 23.2 | 33.2 | 43.2 | 53.8 | 58.5 | 57.1 | 48.4 | 36.8 | 29 | 18.8 | 35.7
| TAX | °F | Concord, NHTAX | 30.5 | 34 | 43 | 57 | 68.1 | 77 | 81.4 | 80.6 | 72.3 | 59.8 | 47.8 | 36.3 | 57.3
| V | mi/hr | Concord, NHV | 6.7 | 7.4 | 7.4 | 7.2 | 6.3 | 5.6 | 5.1 | 4.7 | 4.9 | 5.6 | 5.6 | 6.5 | 6
| I | Btu/ft2/day | Concord, NHI | 535 | 803 | 1097 | 1469 | 1684 | 1801 | 1844 | 1644 | 1267 | 869 | 556 | 446 | 1168
| PA | lb/in2 | Concord, NHPA | [12 empty] | 14.5
Atlantic City, NJ | TAN | °F | Atlantic City, NJTAN | 25.5 | 25.9 | 32.7 | 41.9 | 50.5 | 61 | 66.5 | 65 | 57.5 | 45.6 | 37.1 | 28.7 | 44.8
| TAX | °F | Atlantic City, NJTAX | 42.4 | 44 | 51.4 | 62 | 71 | 79.9 | 84.8 | 83.4 | 76.9 | 66.2 | 55.9 | 46.1 | 63.7
| V | mi/hr | Atlantic City, NJV | 9.8 | 10.1 | 10.5 | 10.3 | 8.7 | 7.8 | 7.4 | 6.7 | 7.4 | 7.6 | 8.5 | 9.4 | 8.7
| I | Btu/ft2/day | Atlantic City, NJI | 646 | 924 | 1224 | 1581 | 1800 | 1935 | 1927 | 1733 | 1394 | 1048 | 720 | 578 | 1292
| PA | lb/in2 | Atlantic City, NJPA | [12 empty] | 14.66
Newark, NJ | TAN | °F | Newark, NJTAN | 26.3 | 27.7 | 34.8 | 44.8 | 54.1 | 64.3 | 69.5 | 68.6 | 60.9 | 49 | 40.3 | 31 | 47.6
| TAX | °F | Newark, NJTAX | 39.6 | 42.1 | 50.5 | 62 | 72 | 81.3 | 85.7 | 84.2 | 76.7 | 65.2 | 54.6 | 43.8 | 63.1
| V | mi/hr | Newark, NJV | 11 | 11.2 | 11.2 | 10.5 | 9.6 | 9.2 | 8.9 | 8.5 | 8.9 | 9.4 | 9.8 | 10.7 | 9.8
| I | Btu/ft2/day | Newark, NJI | 602 | 887 | 1195 | 1502 | 1748 | 1854 | 1838 | 1629 | 1324 | 975 | 638 | 521 | 1226
| PA | lb/in2 | Newark, NJPA | [12 empty] | 14.69
Albuquerque, NM | TAN | °F | Albuquerque, NMTAN | 27.6 | 31.4 | 36.4 | 43.7 | 53.8 | 62.3 | 67.1 | 65.4 | 58.6 | 46.7 | 35 | 27.5 | 46.3
| TAX | °F | Albuquerque, NMTAX | 48.1 | 53.7 | 61.2 | 69.4 | 79.8 | 88.8 | 90.5 | 87.8 | 81.4 | 69.9 | 56.6 | 47.1 | 69.5
| V | mi/hr | Albuquerque, NMV | 7.2 | 7.8 | 8.7 | 9.8 | 9.4 | 8.9 | 7.8 | 7.4 | 7.4 | 7.4 | 7.2 | 6.7 | 8.1
| I | Btu/ft2/day | Albuquerque, NMI | 1003 | 1270 | 1699 | 2126 | 2356 | 2479 | 2312 | 2082 | 1846 | 1469 | 1114 | 904 | 1722
| PA | lb/in2 | Albuquerque, NMPA | [12 empty] | 12.13
Gallup, NM | TAN | °F | Gallup, NMTAN | 14.9 | 19.5 | 22.7 | 28.4 | 37.5 | 45.1 | 54.3 | 53.3 | 43.8 | 30.9 | 19.9 | 13.8 | 32
| TAX | °F | Gallup, NMTAX | 44.1 | 48.7 | 56.4 | 64 | 74.3 | 83.9 | 87.5 | 84.3 | 78.5 | 67 | 54.2 | 44 | 65.6
| V | mi/hr | Gallup, NMV | 5.4 | 6.5 | 7.8 | 9.4 | 8.7 | 8.1 | 6.7 | 5.8 | 5.8 | 6 | 5.6 | 5.1 | 6.7
| I | Btu/ft2/day | Gallup, NMI | 930 | 1194 | 1654 | 2095 | 2350 | 2507 | 2187 | 1943 | 1806 | 1466 | 1072 | 825 | 1669
| PA | lb/in2 | Gallup, NMPA | [12 empty] | 11.63
Roswell, NM | TAN | °F | Roswell, NMTAN | 27.8 | 32.5 | 38.5 | 46.1 | 56.4 | 64.5 | 68.5 | 67 | 59.5 | 47.9 | 35.2 | 27.7 | 47.6
| TAX | °F | Roswell, NMTAX | 55.6 | 61.3 | 68.4 | 77 | 86.1 | 93.7 | 93.9 | 91.9 | 86 | 76 | 64 | 55.3 | 75.8
| V | mi/hr | Roswell, NMV | 7.6 | 8.7 | 9.6 | 10.5 | 10.1 | 10.1 | 8.5 | 7.6 | 7.8 | 7.8 | 7.6 | 7.4 | 8.7
| I | Btu/ft2/day | Roswell, NMI | 1013 | 1323 | 1744 | 2125 | 2301 | 2434 | 2302 | 2085 | 1822 | 1452 | 1127 | 939 | 1722
| PA | lb/in2 | Roswell, NMPA | [12 empty] | 12.88
Albany, NY | TAN | °F | Albany, NYTAN | 16.1 | 18.1 | 26.4 | 37.7 | 47.7 | 57.9 | 62 | 60.9 | 52.7 | 40.8 | 32.5 | 22.4 | 39.6
| TAX | °F | Albany, NYTAX | 31 | 34.1 | 43.8 | 57.8 | 68.7 | 77.6 | 81.3 | 80 | 72 | 59.3 | 47.7 | 35.9 | 57.4
| V | mi/hr | Albany, NYV | 8.5 | 8.9 | 9.4 | 9.2 | 7.8 | 6.9 | 6.7 | 5.8 | 6.3 | 7.2 | 7.8 | 8.5 | 7.8
| I | Btu/ft2/day | Albany, NYI | 532 | 789 | 1096 | 1496 | 1739 | 1853 | 1872 | 1640 | 1300 | 882 | 534 | 422 | 1180
| PA | lb/in2 | Albany, NYPA | [12 empty] | 14.55
Binghamton, NY | TAN | °F | Binghamton, NYTAN | 16.6 | 17.6 | 25.1 | 36.3 | 46.5 | 56.1 | 59.9 | 59.1 | 51.3 | 40.9 | 32 | 22 | 38.6
| TAX | °F | Binghamton, NYTAX | 29.2 | 31.7 | 40.5 | 54.1 | 65.2 | 73.6 | 77.1 | 76.2 | 68.4 | 56.4 | 44.8 | 33.5 | 54.2
| V | mi/hr | Binghamton, NYV | 9.8 | 9.8 | 9.8 | 9.6 | 8.5 | 7.8 | 7.4 | 6.9 | 7.8 | 8.5 | 8.9 | 9.6 | 8.7
| I | Btu/ft2/day | Binghamton, NYI | 500 | 745 | 1056 | 1449 | 1722 | 1839 | 1818 | 1614 | 1224 | 833 | 498 | 406 | 1142
| PA | lb/in2 | Binghamton, NYPA | [12 empty] | 13.87
Buffalo, NY | TAN | °F | Buffalo, NYTAN | 19.3 | 19.7 | 26.5 | 37.2 | 47.9 | 58.4 | 62.6 | 61.7 | 54.2 | 43.7 | 34.7 | 24.9 | 40.9
| TAX | °F | Buffalo, NYTAX | 31.5 | 32.9 | 41.3 | 54.7 | 66.1 | 75.3 | 78.9 | 78.1 | 71.1 | 58.7 | 47.4 | 36.1 | 56
| V | mi/hr | Buffalo, NYV | 12.1 | 11.6 | 10.7 | 10.5 | 9.8 | 8.9 | 8.9 | 8.1 | 8.7 | 9.6 | 10.5 | 11.4 | 10.1
| I | Btu/ft2/day | Buffalo, NYI | 447 | 730 | 1070 | 1453 | 1793 | 1939 | 1865 | 1643 | 1273 | 808 | 478 | 382 | 1157
| PA | lb/in2 | Buffalo, NYPA | [12 empty] | 14.33
Long Island, NY | TAN | °F | Long Island, NYTAN | 24.7 | 25.3 | 31.8 | 41.1 | 50.1 | 60.7 | 66.5 | 65.6 | 58.1 | 46.1 | 38 | 29.4 | 44.8
| TAX | °F | Long Island, NYTAX | 38.9 | 40.4 | 47.3 | 58 | 67.6 | 76.6 | 81.8 | 80.5 | 73.8 | 63.2 | 53.3 | 43.9 | 60.5
| V | mi/hr | Long Island, NYV | 10.1 | 10.3 | 10.5 | 10.1 | 8.9 | 8.3 | 7.8 | 7.4 | 8.1 | 8.5 | 9.2 | 9.8 | 8.9
| I | Btu/ft2/day | Long Island, NYI | 591 | 878 | 1196 | 1527 | 1785 | 1896 | 1890 | 1694 | 1347 | 988 | 643 | 518 | 1246
| PA | lb/in2 | Long Island, NYPA | [12 empty] | 14.65
Massena, NY | TAN | °F | Massena, NYTAN | 6.6 | 8 | 19.5 | 33.8 | 44.8 | 54.8 | 59.3 | 57.2 | 48.9 | 38.2 | 28.6 | 16 | 34.6
| TAX | °F | Massena, NYTAX | 24.3 | 27.4 | 37.9 | 53.7 | 66.9 | 75.7 | 79.4 | 78.1 | 70.1 | 56.5 | 44.2 | 31.3 | 53.8
| V | mi/hr | Massena, NYV | 8.7 | 8.5 | 8.7 | 8.9 | 7.8 | 6.7 | 6.5 | 5.8 | 6.3 | 7.6 | 8.3 | 8.5 | 7.6
| I | Btu/ft2/day | Massena, NYI | 445 | 741 | 1072 | 1452 | 1753 | 1876 | 1865 | 1646 | 1236 | 764 | 449 | 348 | 1137
| PA | lb/in2 | Massena, NYPA | [12 empty] | 14.58
New York-LaGuardia, NY | TAN | °F | New York-LaGuardia, NYTAN | 28.3 | 29.4 | 35.9 | 45.7 | 55.1 | 65.4 | 71 | 70.5 | 63.7 | 52.4 | 43.3 | 33.6 | 49.5
| TAX | °F | New York-LaGuardia, NYTAX | 39.6 | 41.6 | 49 | 60.5 | 70.3 | 79.8 | 84.7 | 83.2 | 75.9 | 64.7 | 54.1 | 44.1 | 62.3
| V | mi/hr | New York-LaGuardia, NYV | 12.8 | 12.8 | 12.8 | 11.6 | 10.7 | 10.1 | 9.6 | 9.4 | 10.3 | 10.7 | 11.6 | 12.5 | 11.2
| I | Btu/ft2/day | New York-LaGuardia, NYI | 583 | 863 | 1154 | 1499 | 1760 | 1878 | 1859 | 1636 | 1314 | 962 | 627 | 511 | 1220
| PA | lb/in2 | New York-LaGuardia, NYPA | [12 empty] | 14.69
New York-Kennedy, NY | TAN | °F | New York-Kennedy, NYTAN | 27.1 | 28.1 | 34.6 | 43.9 | 53 | 63.1 | 68.9 | 68.3 | 61.5 | 50.1 | 41.2 | 32 | 47.6
| TAX | °F | New York-Kennedy, NYTAX | 39.2 | 41 | 48.2 | 58.5 | 67.8 | 77.2 | 82.4 | 81.4 | 75 | 63.8 | 53.5 | 43.6 | 61
| V | mi/hr | New York-Kennedy, NYV | 12.5 | 12.8 | 12.8 | 11.9 | 10.5 | 10.1 | 9.8 | 9.4 | 9.8 | 10.7 | 11.4 | 12.8 | 11.2
| I | Btu/ft2/day | New York-Kennedy, NYI | 588 | 861 | 1175 | 1516 | 1760 | 1898 | 1867 | 1661 | 1328 | 969 | 630 | 513 | 1231
| PA | lb/in2 | New York-Kennedy, NYPA | [12 empty] | 14.68
Rochester, NY | TAN | °F | Rochester, NYTAN | 18.7 | 19.3 | 26.4 | 37.2 | 47 | 57.1 | 61.2 | 60.3 | 52.7 | 42.4 | 33.7 | 24.4 | 40
| TAX | °F | Rochester, NYTAX | 31.9 | 33.8 | 42.1 | 55.6 | 67.1 | 76.4 | 80 | 78.8 | 71.5 | 59.3 | 47.7 | 36.6 | 56.7
| V | mi/hr | Rochester, NYV | 10.7 | 10.5 | 10.3 | 10.1 | 8.9 | 8.1 | 7.8 | 7.2 | 7.6 | 8.7 | 9.4 | 10.3 | 9.2
| I | Btu/ft2/day | Rochester, NYI | 463 | 719 | 1059 | 1432 | 1759 | 1886 | 1849 | 1621 | 1242 | 788 | 480 | 385 | 1140
| PA | lb/in2 | Rochester, NYPA | [12 empty] | 14.37
Syracuse, NY | TAN | °F | Syracuse, NYTAN | 17 | 18 | 25.7 | 36.9 | 47 | 57.2 | 61.7 | 60.6 | 52.7 | 42.2 | 33.5 | 23.4 | 39.7
| TAX | °F | Syracuse, NYTAX | 31.3 | 33.2 | 42.1 | 56.5 | 68 | 77.1 | 80.6 | 79.7 | 72 | 59.4 | 47.9 | 36.4 | 57
| V | mi/hr | Syracuse, NYV | 9.8 | 9.6 | 9.4 | 9.2 | 8.1 | 7.2 | 7.2 | 6.5 | 7.2 | 7.8 | 8.7 | 9.6 | 8.3
| I | Btu/ft2/day | Syracuse, NYI | 457 | 685 | 1033 | 1468 | 1797 | 1896 | 1884 | 1651 | 1246 | 801 | 472 | 380 | 1147
| PA | lb/in2 | Syracuse, NYPA | [12 empty] | 14.47
Asheville, NC | TAN | °F | Asheville, NCTAN | 28.4 | 30.3 | 36.1 | 44 | 52.3 | 60.3 | 64 | 63.5 | 56.7 | 45.2 | 36 | 29.7 | 45.6
| TAX | °F | Asheville, NCTAX | 47.5 | 50.3 | 57.7 | 67.3 | 74 | 80 | 83 | 82.1 | 76.2 | 67.4 | 57.9 | 48.8 | 66
| V | mi/hr | Asheville, NCV | 8.5 | 8.3 | 8.3 | 7.6 | 6 | 4.9 | 4.7 | 4.3 | 4.7 | 5.6 | 6.9 | 7.6 | 6.5
| I | Btu/ft2/day | Asheville, NCI | 802 | 1054 | 1361 | 1697 | 1862 | 1887 | 1872 | 1723 | 1455 | 1186 | 870 | 717 | 1374
| PA | lb/in2 | Asheville, NCPA | [12 empty] | 13.6
Charlotte, NC | TAN | °F | Charlotte, NCTAN | 33.1 | 35.2 | 41.9 | 49.7 | 58.4 | 66.7 | 70.1 | 69.3 | 62.7 | 50.9 | 41.2 | 34.3 | 51.1
| TAX | °F | Charlotte, NCTAX | 51.5 | 55 | 62.9 | 71.9 | 78.7 | 85.5 | 88.6 | 87.4 | 81.3 | 71.8 | 62.1 | 52.9 | 70.8
| V | mi/hr | Charlotte, NCV | 6.5 | 6.9 | 7.6 | 7.4 | 6.7 | 5.8 | 5.6 | 5.4 | 6 | 5.4 | 5.8 | 6 | 6.3
| I | Btu/ft2/day | Charlotte, NCI | 785 | 1029 | 1385 | 1741 | 1918 | 1996 | 1931 | 1731 | 1475 | 1177 | 866 | 707 | 1395
| PA | lb/in2 | Charlotte, NCPA | [12 empty] | 14.32
Raleigh-Durham, NC | TAN | °F | Raleigh-Durham, NCTAN | 32.1 | 33.8 | 40.3 | 48.6 | 56.9 | 66 | 69.9 | 68.7 | 61.9 | 49.7 | 40.4 | 33.5 | 50.2
| TAX | °F | Raleigh-Durham, NCTAX | 51 | 54.2 | 62.4 | 71.6 | 78.5 | 85.9 | 89.1 | 87.7 | 81.2 | 71.7 | 62.3 | 52.8 | 70.7
| V | mi/hr | Raleigh-Durham, NCV | 6.9 | 6.9 | 7.8 | 7.8 | 6.9 | 6 | 6 | 5.4 | 5.8 | 5.1 | 5.6 | 6 | 6.5
| I | Btu/ft2/day | Raleigh-Durham, NCI | 771 | 1029 | 1359 | 1725 | 1911 | 1969 | 1931 | 1744 | 1435 | 1155 | 853 | 699 | 1382
| PA | lb/in2 | Raleigh-Durham, NCPA | [12 empty] | 14.47
Greensboro, NC | TAN | °F | Greensboro, NCTAN | 30.9 | 32.7 | 39.7 | 48.1 | 56.7 | 65.6 | 69.3 | 68.2 | 61.1 | 49.3 | 39.8 | 32.5 | 49.5
| TAX | °F | Greensboro, NCTAX | 48.4 | 51.7 | 60 | 69.7 | 76.5 | 83.7 | 86.8 | 85.6 | 79 | 69.6 | 59.8 | 50.1 | 68.4
| V | mi/hr | Greensboro, NCV | 8.1 | 8.1 | 8.7 | 8.7 | 7.6 | 6.7 | 6.3 | 5.8 | 6.3 | 6.3 | 6.7 | 6.9 | 7.2
| I | Btu/ft2/day | Greensboro, NCI | 758 | 1023 | 1354 | 1701 | 1875 | 1956 | 1912 | 1717 | 1418 | 1146 | 851 | 692 | 1367
| PA | lb/in2 | Greensboro, NCPA | [12 empty] | 14.23
Wilmington, NC | TAN | °F | Wilmington, NCTAN | 36.9 | 38 | 44.2 | 52.5 | 60.7 | 69.2 | 73 | 71.5 | 66.2 | 55.1 | 45.3 | 38.1 | 54.2
| TAX | °F | Wilmington, NCTAX | 56.3 | 58.8 | 65.5 | 73.7 | 79.7 | 85.7 | 88.7 | 87.2 | 82.6 | 74.8 | 66.7 | 58.4 | 73.2
| V | mi/hr | Wilmington, NCV | 8.1 | 8.3 | 8.9 | 9.2 | 8.3 | 7.4 | 6.9 | 6.5 | 7.2 | 6.5 | 6.9 | 7.4 | 7.6
| I | Btu/ft2/day | Wilmington, NCI | 811 | 1068 | 1426 | 1808 | 1938 | 1942 | 1917 | 1722 | 1405 | 1178 | 910 | 747 | 1406
| PA | lb/in2 | Wilmington, NCPA | [12 empty] | 14.68
Bismarck, ND | TAN | °F | Bismarck, NDTAN | 2.1 | 8.4 | 19.3 | 31.3 | 43 | 52.9 | 57.8 | 56.1 | 46.1 | 33.1 | 20 | 8.4 | 31.5
| TAX | °F | Bismarck, NDTAX | 21.6 | 27.6 | 39.9 | 55.9 | 67.3 | 76.2 | 83.4 | 83 | 72.3 | 56.7 | 39.5 | 26.8 | 54.2
| V | mi/hr | Bismarck, NDV | 8.9 | 9.2 | 10.1 | 10.7 | 10.7 | 9.6 | 8.7 | 8.9 | 9.2 | 9.4 | 8.9 | 9.2 | 9.4
| I | Btu/ft2/day | Bismarck, NDI | 411 | 666 | 1092 | 1523 | 1811 | 1994 | 2092 | 1798 | 1335 | 859 | 488 | 348 | 1201
| PA | lb/in2 | Bismarck, NDPA | [12 empty] | 13.85
Fargo, ND | TAN | °F | Fargo, NDTAN | 0.3 | 5.7 | 19.3 | 33.5 | 45.3 | 56 | 59.6 | 57.8 | 48.6 | 36.1 | 21.6 | 7.9 | 32.6
| TAX | °F | Fargo, NDTAX | 16.7 | 22.7 | 35.2 | 54.3 | 67.6 | 76.3 | 80.5 | 80 | 70.8 | 55.2 | 37.1 | 22.7 | 51.6
| V | mi/hr | Fargo, NDV | 11 | 11.4 | 12.1 | 12.3 | 12.3 | 10.3 | 9.2 | 9.6 | 10.5 | 11.4 | 11.4 | 11.2 | 11
| I | Btu/ft2/day | Fargo, NDI | 383 | 606 | 1023 | 1562 | 1804 | 1914 | 1984 | 1716 | 1261 | 785 | 445 | 313 | 1149
| PA | lb/in2 | Fargo, NDPA | [12 empty] | 14.23
Minot, ND | TAN | °F | Minot, NDTAN | 3.5 | 8.8 | 19.3 | 32.1 | 43.3 | 53.4 | 58.2 | 56.2 | 47 | 34.4 | 20.9 | 8.9 | 32.2
| TAX | °F | Minot, NDTAX | 19.4 | 24.9 | 36.4 | 53.9 | 65.4 | 73.7 | 80.2 | 80.5 | 70.1 | 54.4 | 36.7 | 23.9 | 51.6
| V | mi/hr | Minot, NDV | 12.1 | 11.6 | 11.6 | 11.4 | 11.9 | 10.5 | 9.6 | 9.8 | 10.5 | 11.6 | 11.9 | 12.1 | 11.2
| I | Btu/ft2/day | Minot, NDI | 380 | 628 | 1069 | 1537 | 1781 | 1928 | 2042 | 1735 | 1249 | 793 | 433 | 299 | 1156
| PA | lb/in2 | Minot, NDPA | [12 empty] | 13.81
Williston, ND | TAN | °F | Williston, NDTAN | 0.5 | 7.4 | 18.4 | 30.9 | 40.9 | 50.6 | 56.6 | 54.9 | 43.8 | 31.3 | 18.1 | 6 | 29.9
| TAX | °F | Williston, NDTAX | 20.3 | 26.9 | 39.3 | 55.5 | 66 | 74.9 | 82.9 | 82.8 | 71.5 | 55.2 | 37.7 | 25 | 53.2
| V | mi/hr | Williston, NDV | 8.3 | 8.5 | 9.2 | 10.1 | 10.3 | 9.4 | 8.3 | 8.7 | 8.7 | 8.9 | 8.5 | 8.5 | 8.9
| I | Btu/ft2/day | Williston, NDI | 369 | 634 | 1067 | 1545 | 1838 | 2010 | 2154 | 1817 | 1312 | 813 | 445 | 311 | 1193
| PA | lb/in2 | Williston, NDPA | [12 empty] | 13.72
Akron, OH | TAN | °F | Akron, OHTAN | 20.1 | 21.7 | 29 | 39.7 | 49.2 | 58.9 | 62.5 | 61.5 | 53.9 | 43 | 34.1 | 24.7 | 41.5
| TAX | °F | Akron, OHTAX | 33.4 | 36.1 | 46 | 59.6 | 69 | 77.8 | 81.3 | 80.1 | 72.8 | 60.8 | 48.5 | 36.9 | 58.5
| V | mi/hr | Akron, OHV | 10.7 | 10.5 | 10.3 | 10.1 | 8.7 | 7.6 | 7.4 | 6.7 | 7.4 | 8.5 | 9.6 | 10.3 | 8.9
| I | Btu/ft2/day | Akron, OHI | 490 | 720 | 1075 | 1421 | 1683 | 1840 | 1859 | 1645 | 1327 | 892 | 538 | 432 | 1160
| PA | lb/in2 | Akron, OHPA | [12 empty] | 14.07
Cleveland, OH | TAN | °F | Cleveland, OHTAN | 21.6 | 23.2 | 29.8 | 40.4 | 50 | 60.1 | 64.1 | 63.2 | 55.8 | 45.3 | 36.3 | 26.4 | 43
| TAX | °F | Cleveland, OHTAX | 34.2 | 36.7 | 45.2 | 58.3 | 68.5 | 77.9 | 81.3 | 80 | 73.3 | 61.7 | 49.7 | 37.9 | 58.7
| V | mi/hr | Cleveland, OHV | 11.2 | 10.5 | 10.5 | 10.3 | 9.2 | 8.3 | 8.1 | 7.6 | 8.3 | 9.4 | 10.5 | 11 | 9.6
| I | Btu/ft2/day | Cleveland, OHI | 462 | 689 | 1067 | 1430 | 1756 | 1944 | 1923 | 1672 | 1335 | 851 | 511 | 380 | 1168
| PA | lb/in2 | Cleveland, OHPA | [12 empty] | 14.29
Columbus_OH, OH | TAN | °F | Columbus_OH, OHTAN | 23 | 25 | 32.7 | 43.1 | 52.4 | 62.3 | 65.7 | 64.6 | 56.8 | 45.2 | 36.2 | 27.2 | 44.5
| TAX | °F | Columbus_OH, OHTAX | 36.5 | 39.9 | 50.3 | 63.4 | 72.5 | 81.1 | 84.1 | 83.3 | 76.7 | 64.7 | 51.9 | 40.1 | 62
| V | mi/hr | Columbus_OH, OHV | 9.2 | 8.9 | 8.9 | 8.9 | 7.6 | 6.7 | 6.3 | 5.8 | 6 | 6.9 | 8.1 | 8.7 | 7.6
| I | Btu/ft2/day | Columbus_OH, OHI | 527 | 743 | 1080 | 1472 | 1716 | 1889 | 1866 | 1692 | 1388 | 971 | 601 | 456 | 1200
| PA | lb/in2 | Columbus_OH, OHPA | [12 empty] | 14.27
Dayton, OH | TAN | °F | Dayton, OHTAN | 21.1 | 23.6 | 31.6 | 42.3 | 52.2 | 61.9 | 64.9 | 63.6 | 55.4 | 44.7 | 34.9 | 25.4 | 43.5
| TAX | °F | Dayton, OHTAX | 34.9 | 38.7 | 49.1 | 62.1 | 71.3 | 80 | 83.2 | 82.4 | 75.9 | 63.9 | 50.7 | 38.4 | 60.9
| V | mi/hr | Dayton, OHV | 11.4 | 11 | 11 | 11 | 9.4 | 8.3 | 7.8 | 7.2 | 7.8 | 9.2 | 10.3 | 10.7 | 9.6
| I | Btu/ft2/day | Dayton, OHI | 517 | 759 | 1122 | 1479 | 1747 | 1925 | 1936 | 1738 | 1409 | 993 | 607 | 456 | 1224
| PA | lb/in2 | Dayton, OHPA | [12 empty] | 14.17
Mansfield, OH | TAN | °F | Mansfield, OHTAN | 19.4 | 21.3 | 28.8 | 39.3 | 48.9 | 58.6 | 61.9 | 61 | 53.2 | 42.9 | 33.6 | 24.4 | 41.1
| TAX | °F | Mansfield, OHTAX | 32.8 | 35.6 | 45.4 | 59.1 | 68.9 | 77.7 | 80.8 | 79.5 | 72.9 | 61.3 | 48.1 | 37.1 | 58.3
| V | mi/hr | Mansfield, OHV | 11.2 | 10.7 | 10.5 | 10.7 | 9.2 | 7.8 | 7.4 | 6.7 | 7.4 | 8.9 | 10.3 | 10.7 | 9.4
| I | Btu/ft2/day | Mansfield, OHI | 492 | 700 | 1071 | 1438 | 1709 | 1882 | 1904 | 1643 | 1329 | 918 | 553 | 423 | 1172
| PA | lb/in2 | Mansfield, OHPA | [12 empty] | 14.03
Toledo, OH | TAN | °F | Toledo, OHTAN | 19.4 | 21.5 | 28.9 | 39.7 | 49.4 | 59.5 | 62.8 | 61.8 | 53.5 | 42.9 | 33.7 | 24.1 | 41.5
| TAX | °F | Toledo, OHTAX | 32.4 | 35.7 | 46.2 | 59.8 | 70.3 | 80.1 | 83.5 | 81.6 | 75.1 | 62.5 | 48.9 | 36.3 | 59.4
| V | mi/hr | Toledo, OHV | 10.5 | 9.8 | 9.8 | 10.3 | 8.7 | 7.2 | 6.9 | 6.3 | 6.7 | 8.3 | 9.4 | 9.6 | 8.7
| I | Btu/ft2/day | Toledo, OHI | 485 | 754 | 1125 | 1446 | 1747 | 1939 | 1938 | 1656 | 1360 | 912 | 537 | 408 | 1192
| PA | lb/in2 | Toledo, OHPA | [12 empty] | 14.34
Youngstown, OH | TAN | °F | Youngstown, OHTAN | 20.1 | 21.3 | 28.2 | 38.8 | 47.3 | 56.6 | 60.2 | 59.2 | 52.1 | 42 | 34.3 | 24.7 | 40.4
| TAX | °F | Youngstown, OHTAX | 33.3 | 36 | 45.5 | 59.3 | 68.9 | 77.5 | 80.9 | 79.8 | 72.4 | 60.6 | 48.7 | 36.9 | 58.3
| V | mi/hr | Youngstown, OHV | 10.1 | 9.6 | 9.6 | 9.6 | 8.3 | 7.2 | 6.9 | 6.5 | 7.2 | 8.1 | 9.2 | 9.6 | 8.5
| I | Btu/ft2/day | Youngstown, OHI | 476 | 714 | 1070 | 1410 | 1680 | 1842 | 1839 | 1631 | 1295 | 859 | 520 | 423 | 1147
| PA | lb/in2 | Youngstown, OHPA | [12 empty] | 14.08
Oklahoma City, OK | TAN | °F | Oklahoma City, OKTAN | 28.7 | 32.8 | 40.5 | 49.1 | 59.3 | 67.4 | 71.5 | 70.6 | 62.5 | 51 | 39.5 | 30.9 | 50.3
| TAX | °F | Oklahoma City, OKTAX | 48.7 | 54.1 | 62.1 | 70.8 | 78.9 | 86.9 | 92.8 | 92.1 | 83.2 | 72.6 | 60.3 | 50.4 | 71.1
| V | mi/hr | Oklahoma City, OKV | 11.4 | 11.9 | 13.4 | 13.4 | 11.4 | 10.7 | 9.8 | 9.2 | 9.6 | 11 | 11.6 | 11.4 | 11.2
| I | Btu/ft2/day | Oklahoma City, OKI | 831 | 1090 | 1389 | 1757 | 1898 | 2111 | 2215 | 1982 | 1600 | 1235 | 889 | 751 | 1479
| PA | lb/in2 | Oklahoma City, OKPA | [12 empty] | 14.01
Tulsa, OK | TAN | °F | Tulsa, OKTAN | 28.9 | 32.9 | 40.9 | 50.1 | 60.2 | 68.6 | 73.4 | 72.2 | 62.6 | 51.3 | 40.4 | 31.3 | 51.1
| TAX | °F | Tulsa, OKTAX | 47.4 | 53.4 | 61.7 | 71 | 78.7 | 86.5 | 92.3 | 92.4 | 83.2 | 72.6 | 60.2 | 49.6 | 70.8
| V | mi/hr | Tulsa, OKV | 9.2 | 9.4 | 10.7 | 11.2 | 9.6 | 9.2 | 8.7 | 7.6 | 7.8 | 8.7 | 9.4 | 9.2 | 9.2
| I | Btu/ft2/day | Tulsa, OKI | 748 | 1023 | 1320 | 1671 | 1822 | 2027 | 2152 | 1938 | 1523 | 1166 | 816 | 682 | 1407
| PA | lb/in2 | Tulsa, OKPA | [12 empty] | 14.36
Astoria, OR | TAN | °F | Astoria, ORTAN | 38.7 | 38.1 | 39.5 | 41.9 | 46.5 | 50.7 | 54.1 | 54.1 | 50.4 | 45.3 | 41 | 38.6 | 44.9
| TAX | °F | Astoria, ORTAX | 49.1 | 51.3 | 52.7 | 55.3 | 59.8 | 63.2 | 66.8 | 67.7 | 66.8 | 60 | 53.2 | 48.6 | 57.9
| V | mi/hr | Astoria, ORV | 8.5 | 7.8 | 7.8 | 7.8 | 7.6 | 7.8 | 8.1 | 7.2 | 6.7 | 6.7 | 7.8 | 8.7 | 7.6
| I | Btu/ft2/day | Astoria, ORI | 343 | 600 | 877 | 1252 | 1537 | 1627 | 1708 | 1492 | 1196 | 728 | 391 | 302 | 1005
| PA | lb/in2 | Astoria, ORPA | [12 empty] | 14.69
Burns, OR | TAN | °F | Burns, ORTAN | 17.3 | 19.4 | 25.6 | 29.5 | 37.3 | 42.5 | 48.4 | 45.6 | 37.3 | 28.3 | 22.3 | 16 | 30.8
| TAX | °F | Burns, ORTAX | 35.1 | 39.3 | 49 | 55.6 | 65.8 | 74 | 86 | 84.4 | 76 | 61.2 | 45 | 34.7 | 58.8
| V | mi/hr | Burns, ORV | 5.1 | 5.6 | 6.9 | 7.8 | 7.6 | 7.2 | 6.7 | 6.5 | 6 | 5.8 | 5.4 | 5.1 | 6.3
| I | Btu/ft2/day | Burns, ORI | 475 | 707 | 1195 | 1606 | 2000 | 2285 | 2459 | 2155 | 1691 | 1098 | 573 | 384 | 1386
| PA | lb/in2 | Burns, ORPA | [12 empty] | 12.63
Eugene, OR | TAN | °F | Eugene, ORTAN | 35.6 | 36 | 38 | 40.5 | 44.7 | 48.3 | 52.7 | 52.2 | 48.4 | 42.4 | 38.6 | 35.5 | 42.7
| TAX | °F | Eugene, ORTAX | 47.1 | 50.9 | 55.4 | 59.6 | 66.2 | 72.1 | 82.5 | 82 | 76.7 | 63.4 | 51.8 | 45.9 | 62.8
| V | mi/hr | Eugene, ORV | 6.9 | 6.9 | 7.2 | 6.9 | 6.5 | 6.9 | 7.4 | 7.2 | 6.7 | 6.5 | 6.7 | 7.2 | 6.9
| I | Btu/ft2/day | Eugene, ORI | 396 | 673 | 998 | 1386 | 1739 | 1961 | 2238 | 1960 | 1491 | 839 | 449 | 322 | 1204
| PA | lb/in2 | Eugene, ORPA | [12 empty] | 14.5
Medford, OR | TAN | °F | Medford, ORTAN | 33 | 34.5 | 37.2 | 40.6 | 47 | 52.1 | 58.7 | 57.5 | 50.8 | 42.2 | 36.4 | 33.1 | 43.6
| TAX | °F | Medford, ORTAX | 47.6 | 54.3 | 58.8 | 63.4 | 72.6 | 80 | 90.7 | 89.6 | 83.9 | 69.2 | 52.9 | 45.8 | 67.4
| V | mi/hr | Medford, ORV | 3.4 | 4 | 4.5 | 4.7 | 5.1 | 5.4 | 5.1 | 4.7 | 3.6 | 3.1 | 2.9 | 3.4 | 4
| I | Btu/ft2/day | Medford, ORI | 502 | 774 | 1143 | 1490 | 1917 | 2257 | 2415 | 2117 | 1649 | 1051 | 541 | 430 | 1357
| PA | lb/in2 | Medford, ORPA | [12 empty] | 13.69
Pendleton, OR | TAN | °F | Pendleton, ORTAN | 29.5 | 31.4 | 35.4 | 39.6 | 46.4 | 52 | 58.4 | 57.5 | 50.6 | 40.8 | 34 | 29.1 | 42.1
| TAX | °F | Pendleton, ORTAX | 41.1 | 46.2 | 54.3 | 60.8 | 69.4 | 77.1 | 87.9 | 86.2 | 77.4 | 62.6 | 48.3 | 40.1 | 62.6
| V | mi/hr | Pendleton, ORV | 7.2 | 7.2 | 8.9 | 9.4 | 9.2 | 9.2 | 8.7 | 8.5 | 8.1 | 7.6 | 7.4 | 7.2 | 8.3
| I | Btu/ft2/day | Pendleton, ORI | 376 | 678 | 1117 | 1628 | 1970 | 2228 | 2372 | 2058 | 1541 | 960 | 460 | 309 | 1308
| PA | lb/in2 | Pendleton, ORPA | [12 empty] | 13.92
Salem, OR | TAN | °F | Salem, ORTAN | 36 | 35.9 | 38.3 | 40.9 | 46.1 | 50.3 | 54.9 | 54.3 | 50.2 | 43.7 | 39.4 | 35.7 | 43.8
| TAX | °F | Salem, ORTAX | 47.4 | 51.6 | 55.6 | 59.9 | 67.1 | 72.6 | 81.8 | 81.3 | 76.3 | 63.4 | 52.2 | 46.6 | 63
| V | mi/hr | Salem, ORV | 7.2 | 6.7 | 7.2 | 6.7 | 6.3 | 6.5 | 6.3 | 5.8 | 5.4 | 5.6 | 6.9 | 7.4 | 6.5
| I | Btu/ft2/day | Salem, ORI | 370 | 638 | 951 | 1355 | 1703 | 1859 | 2099 | 1846 | 1392 | 807 | 416 | 307 | 1145
| PA | lb/in2 | Salem, ORPA | [12 empty] | 14.59
Allentown, PA | TAN | °F | Allentown, PATAN | 22 | 23.1 | 30.5 | 40.3 | 49.7 | 59.7 | 63.9 | 62.5 | 54.6 | 42.8 | 34.5 | 25.9 | 42.5
| TAX | °F | Allentown, PATAX | 36.7 | 39.5 | 49 | 61.4 | 71.1 | 79.8 | 83.8 | 82.5 | 75 | 63.3 | 52.1 | 40.8 | 61.3
| V | mi/hr | Allentown, PAV | 8.3 | 8.7 | 8.9 | 8.7 | 7.4 | 6.7 | 6.3 | 5.6 | 6.3 | 6.5 | 6.9 | 7.8 | 7.4
| I | Btu/ft2/day | Allentown, PAI | 568 | 845 | 1165 | 1495 | 1739 | 1841 | 1869 | 1636 | 1309 | 950 | 614 | 495 | 1210
| PA | lb/in2 | Allentown, PAPA | [12 empty] | 14.49
Bradford, PA | TAN | °F | Bradford, PATAN | 15.5 | 15.9 | 22.9 | 33.2 | 41.6 | 50.7 | 54.1 | 53.5 | 46.4 | 36.9 | 30 | 20 | 35.1
| TAX | °F | Bradford, PATAX | 29.2 | 31.7 | 40.9 | 54.6 | 64.9 | 73 | 75.8 | 74.9 | 67.6 | 56.1 | 44.3 | 32.9 | 53.8
| V | mi/hr | Bradford, PAV | 8.9 | 8.7 | 8.5 | 8.3 | 6.9 | 5.8 | 5.4 | 5.1 | 5.8 | 6.7 | 7.6 | 8.3 | 7.2
| I | Btu/ft2/day | Bradford, PAI | 483 | 742 | 1056 | 1439 | 1651 | 1781 | 1759 | 1563 | 1218 | 820 | 508 | 412 | 1119
| PA | lb/in2 | Bradford, PAPA | [12 empty] | 13.62
Erie, PA | TAN | °F | Erie, PATAN | 22 | 22 | 28.3 | 39 | 49.1 | 59.7 | 64.2 | 63.4 | 56.5 | 46.1 | 37.3 | 27.5 | 42.9
| TAX | °F | Erie, PATAX | 33.7 | 35 | 42.6 | 55.4 | 65.8 | 75.4 | 78.9 | 78 | 71.3 | 60.2 | 49 | 38 | 56.9
| V | mi/hr | Erie, PAV | 11.9 | 10.7 | 10.5 | 10.1 | 9.2 | 8.3 | 8.1 | 7.8 | 8.9 | 9.8 | 11.2 | 11.6 | 9.8
| I | Btu/ft2/day | Erie, PAI | 367 | 647 | 994 | 1425 | 1756 | 1946 | 1921 | 1661 | 1281 | 825 | 474 | 327 | 1135
| PA | lb/in2 | Erie, PAPA | [12 empty] | 14.32
Middletown, PA | TAN | °F | Middletown, PATAN | 24.1 | 25.3 | 33.2 | 43.2 | 53.1 | 63.2 | 67.5 | 66.1 | 58 | 45.5 | 37.1 | 28.4 | 45.4
| TAX | °F | Middletown, PATAX | 37.9 | 40.9 | 50.4 | 62.9 | 72.5 | 81.4 | 85.4 | 83.8 | 76 | 64.4 | 53.3 | 42.2 | 62.6
| V | mi/hr | Middletown, PAV | 8.9 | 9.2 | 9.8 | 9.2 | 7.6 | 6.7 | 6.3 | 5.8 | 6.3 | 6.5 | 7.8 | 8.5 | 7.6
| I | Btu/ft2/day | Middletown, PAI | 580 | 840 | 1164 | 1497 | 1754 | 1889 | 1852 | 1639 | 1304 | 967 | 630 | 512 | 1219
| PA | lb/in2 | Middletown, PAPA | [12 empty] | 14.53
Philadelphia, PA | TAN | °F | Philadelphia, PATAN | 27.4 | 28.3 | 35.5 | 45.4 | 54.8 | 64.9 | 70.2 | 69 | 61.6 | 49.6 | 40.5 | 31.5 | 48.2
| TAX | °F | Philadelphia, PATAX | 40.7 | 43.2 | 52.1 | 63.9 | 73.3 | 82.3 | 86.5 | 85 | 77.7 | 66.1 | 55.3 | 44.5 | 64.2
| V | mi/hr | Philadelphia, PAV | 10.3 | 10.5 | 11 | 10.3 | 8.9 | 8.7 | 8.5 | 8.1 | 8.5 | 8.7 | 9.2 | 10.1 | 9.4
| I | Btu/ft2/day | Philadelphia, PAI | 611 | 911 | 1190 | 1537 | 1778 | 1917 | 1891 | 1698 | 1357 | 1015 | 678 | 549 | 1261
| PA | lb/in2 | Philadelphia, PAPA | [12 empty] | 14.69
Pittsburgh, PA | TAN | °F | Pittsburgh, PATAN | 22.2 | 23.5 | 30.8 | 41.3 | 50.2 | 59.6 | 63.5 | 62.5 | 54.8 | 43.4 | 35.3 | 26.2 | 42.8
| TAX | °F | Pittsburgh, PATAX | 36.2 | 38.9 | 48.7 | 62 | 70.6 | 78.9 | 81.9 | 81.2 | 73.9 | 62.4 | 50.7 | 39.5 | 60.4
| V | mi/hr | Pittsburgh, PAV | 9.4 | 9.2 | 9.4 | 9.2 | 7.6 | 6.9 | 6.5 | 6 | 6.3 | 6.9 | 8.1 | 8.7 | 7.8
| I | Btu/ft2/day | Pittsburgh, PAI | 520 | 760 | 1080 | 1440 | 1691 | 1846 | 1823 | 1636 | 1306 | 919 | 566 | 459 | 1170
| PA | lb/in2 | Pittsburgh, PAPA | [12 empty] | 14.1
Scranton, PA | TAN | °F | Scranton, PATAN | 20.3 | 21.5 | 28.7 | 39.2 | 48.6 | 57.8 | 61.7 | 60.7 | 53.2 | 42.2 | 34.5 | 25 | 41.1
| TAX | °F | Scranton, PATAX | 33.8 | 36.5 | 45.8 | 59.1 | 69.5 | 77.6 | 81.6 | 80.2 | 72.4 | 60.4 | 49.2 | 37.7 | 58.6
| V | mi/hr | Scranton, PAV | 7.6 | 8.1 | 8.1 | 7.8 | 6.9 | 6 | 6 | 5.6 | 6 | 6.3 | 6.9 | 7.4 | 6.9
| I | Btu/ft2/day | Scranton, PAI | 538 | 789 | 1115 | 1455 | 1710 | 1843 | 1852 | 1616 | 1261 | 888 | 548 | 455 | 1173
| PA | lb/in2 | Scranton, PAPA | [12 empty] | 14.21
Williamsport, PA | TAN | °F | Williamsport, PATAN | 20.8 | 21.8 | 29.5 | 39.5 | 48.5 | 58.6 | 62.3 | 61.3 | 53.7 | 42 | 34 | 25 | 41.4
| TAX | °F | Williamsport, PATAX | 34.9 | 37.9 | 47.9 | 61.3 | 71.4 | 79.8 | 83.5 | 82 | 73.8 | 62.1 | 50.2 | 38.6 | 60.3
| V | mi/hr | Williamsport, PAV | 7.6 | 7.8 | 7.8 | 7.6 | 6.5 | 5.6 | 5.4 | 4.7 | 5.1 | 5.6 | 6.5 | 7.2 | 6.5
| I | Btu/ft2/day | Williamsport, PAI | 550 | 803 | 1122 | 1457 | 1714 | 1846 | 1830 | 1603 | 1233 | 884 | 545 | 449 | 1170
| PA | lb/in2 | Williamsport, PAPA | [12 empty] | 14.42
Providence, RI | TAN | °F | Providence, RITAN | 22.5 | 24 | 30.7 | 40.2 | 49.2 | 59.3 | 64.9 | 64 | 56.6 | 44.9 | 36.8 | 27.6 | 43.4
| TAX | °F | Providence, RITAX | 37.4 | 39.5 | 47 | 58.1 | 67.7 | 76.9 | 82.2 | 80.9 | 73.5 | 62.5 | 52.4 | 42.2 | 60
| V | mi/hr | Providence, RIV | 9.6 | 10.1 | 10.5 | 10.3 | 9.4 | 8.7 | 8.5 | 8.1 | 8.1 | 8.5 | 8.7 | 9.4 | 9.2
| I | Btu/ft2/day | Providence, RII | 579 | 859 | 1150 | 1477 | 1738 | 1847 | 1840 | 1640 | 1301 | 937 | 604 | 501 | 1206
| PA | lb/in2 | Providence, RIPA | [12 empty] | 14.66
Charleston, SC | TAN | °F | Charleston, SCTAN | 39.6 | 41.6 | 47.8 | 54.8 | 63.2 | 70.7 | 74 | 73.3 | 68.3 | 57.7 | 48 | 41.1 | 56.7
| TAX | °F | Charleston, SCTAX | 59.2 | 62.1 | 68.9 | 75.8 | 82.3 | 87.3 | 90.2 | 88.7 | 84.1 | 76.5 | 68.6 | 60.9 | 75.4
| V | mi/hr | Charleston, SCV | 8.3 | 8.5 | 9.2 | 9.2 | 8.3 | 7.6 | 7.2 | 6.7 | 7.4 | 7.2 | 7.2 | 7.6 | 7.8
| I | Btu/ft2/day | Charleston, SCI | 852 | 1111 | 1471 | 1856 | 1992 | 1943 | 1951 | 1723 | 1438 | 1210 | 972 | 797 | 1443
| PA | lb/in2 | Charleston, SCPA | [12 empty] | 14.68
Columbia, SC | TAN | °F | Columbia, SCTAN | 35.3 | 37.4 | 43.9 | 51.7 | 60.7 | 68.8 | 72.2 | 71.5 | 65.2 | 52.7 | 42.4 | 35.7 | 53.1
| TAX | °F | Columbia, SCTAX | 56.2 | 59.6 | 67.4 | 75.7 | 82.9 | 88.6 | 91.6 | 90 | 84.5 | 75.3 | 66.1 | 57.4 | 74.6
| V | mi/hr | Columbia, SCV | 6.7 | 6.7 | 7.4 | 7.4 | 6.7 | 6 | 5.6 | 5.1 | 5.6 | 5.1 | 5.1 | 5.8 | 6
| I | Btu/ft2/day | Columbia, SCI | 824 | 1073 | 1415 | 1781 | 1944 | 1975 | 1949 | 1756 | 1497 | 1206 | 923 | 761 | 1425
| PA | lb/in2 | Columbia, SCPA | [12 empty] | 14.58
Greer, SC | TAN | °F | Greer, SCTAN | 33.5 | 35.5 | 41.9 | 49.5 | 58.1 | 66.1 | 69.8 | 69.2 | 62.5 | 51.1 | 41.6 | 34.7 | 51.1
| TAX | °F | Greer, SCTAX | 51.7 | 55.2 | 62.9 | 71.7 | 78.6 | 85.4 | 88.8 | 87.3 | 81.1 | 71.4 | 61.9 | 52.8 | 70.7
| V | mi/hr | Greer, SCV | 7.4 | 7.6 | 8.3 | 7.8 | 6.9 | 6 | 5.8 | 5.4 | 5.8 | 5.8 | 6.3 | 6.7 | 6.7
| I | Btu/ft2/day | Greer, SCI | 812 | 1057 | 1401 | 1767 | 1936 | 1988 | 1945 | 1780 | 1493 | 1196 | 888 | 741 | 1417
| PA | lb/in2 | Greer, SCPA | [12 empty] | 14.2
Aberdeen, SD | TAN | °F | Aberdeen, SDTAN | 2.2 | 8.2 | 20.4 | 32.9 | 45.2 | 55.7 | 60.1 | 57.3 | 47.2 | 34.4 | 20.4 | 8.5 | 32.7
| TAX | °F | Aberdeen, SDTAX | 21.1 | 27.6 | 39.7 | 56.2 | 68.3 | 77.2 | 82.2 | 81 | 72.4 | 57.6 | 40.1 | 26.5 | 54.1
| V | mi/hr | Aberdeen, SDV | 10.1 | 10.5 | 11.2 | 12.1 | 12.1 | 10.3 | 8.7 | 8.7 | 10.1 | 10.3 | 10.3 | 10.3 | 10.5
| I | Btu/ft2/day | Aberdeen, SDI | 435 | 703 | 1115 | 1559 | 1815 | 1996 | 2073 | 1799 | 1358 | 880 | 520 | 372 | 1219
| PA | lb/in2 | Aberdeen, SDPA | [12 empty] | 14.01
Huron, SD | TAN | °F | Huron, SDTAN | 6.7 | 12 | 22.6 | 34.6 | 46.5 | 57 | 61.9 | 59.9 | 49.7 | 36.3 | 23.1 | 11.9 | 35.2
| TAX | °F | Huron, SDTAX | 25 | 31.3 | 42.9 | 57.8 | 69.2 | 78.4 | 84.6 | 83.1 | 74.4 | 59.9 | 42.6 | 29.3 | 56.5
| V | mi/hr | Huron, SDV | 10.5 | 10.7 | 11.4 | 11.9 | 11.4 | 9.8 | 9.2 | 9.2 | 10.1 | 10.3 | 10.5 | 10.5 | 10.5
| I | Btu/ft2/day | Huron, SDI | 483 | 770 | 1131 | 1556 | 1845 | 2014 | 2094 | 1817 | 1404 | 919 | 562 | 403 | 1250
| PA | lb/in2 | Huron, SDPA | [12 empty] | 14.03
Pierre, SD | TAN | °F | Pierre, SDTAN | 10 | 14.7 | 23.7 | 34.8 | 45.9 | 56 | 62.1 | 60.4 | 50.5 | 37.2 | 24.6 | 14.6 | 36.2
| TAX | °F | Pierre, SDTAX | 28.7 | 34.7 | 45.4 | 58.9 | 69.5 | 79.2 | 87.7 | 86.7 | 77.2 | 60.6 | 44.6 | 32.6 | 58.8
| V | mi/hr | Pierre, SDV | 10.7 | 10.7 | 11.9 | 12.1 | 11.9 | 10.5 | 10.3 | 10.3 | 10.7 | 11 | 10.5 | 11 | 11
| I | Btu/ft2/day | Pierre, SDI | 506 | 772 | 1135 | 1521 | 1857 | 2054 | 2099 | 1853 | 1428 | 927 | 553 | 421 | 1261
| PA | lb/in2 | Pierre, SDPA | [12 empty] | 13.81
Rapid City, SD | TAN | °F | Rapid City, SDTAN | 13.6 | 16.6 | 23.8 | 32.7 | 43 | 52.3 | 59.1 | 57.6 | 47.4 | 35.4 | 23.4 | 15.5 | 35
| TAX | °F | Rapid City, SDTAX | 35.5 | 39 | 47.3 | 56.5 | 66.6 | 76.4 | 85.9 | 85.7 | 75.5 | 60.6 | 46.4 | 37.2 | 59.4
| V | mi/hr | Rapid City, SDV | 9.8 | 10.7 | 11.4 | 12.1 | 11.6 | 10.1 | 9.4 | 9.4 | 9.8 | 10.7 | 10.3 | 9.8 | 10.5
| I | Btu/ft2/day | Rapid City, SDI | 599 | 844 | 1212 | 1588 | 1906 | 2092 | 2150 | 1920 | 1505 | 1016 | 619 | 503 | 1329
| PA | lb/in2 | Rapid City, SDPA | [12 empty] | 13.11
Sioux Falls, SD | TAN | °F | Sioux Falls, SDTAN | 7.9 | 13.1 | 23.5 | 35.4 | 47.2 | 57.9 | 62.5 | 60.6 | 50.6 | 37.8 | 24.2 | 12.7 | 36.1
| TAX | °F | Sioux Falls, SDTAX | 25.2 | 31.2 | 42.5 | 57.5 | 68.9 | 78.4 | 82.9 | 81 | 73.2 | 59.6 | 42.7 | 29.4 | 56
| V | mi/hr | Sioux Falls, SDV | 10.1 | 10.3 | 11.2 | 11.9 | 11.2 | 9.8 | 9.2 | 8.7 | 9.6 | 9.8 | 10.1 | 9.8 | 10.1
| I | Btu/ft2/day | Sioux Falls, SDI | 507 | 777 | 1169 | 1523 | 1751 | 1979 | 2046 | 1762 | 1393 | 947 | 576 | 442 | 1239
| PA | lb/in2 | Sioux Falls, SDPA | [12 empty] | 13.95
Bristol, TN | TAN | °F | Bristol, TNTAN | 27.2 | 29.5 | 35.5 | 44 | 52.5 | 61.2 | 64.9 | 63.7 | 56.4 | 44.7 | 35.6 | 28.9 | 45.3
| TAX | °F | Bristol, TNTAX | 45.5 | 49.2 | 58 | 67.9 | 75.5 | 82.1 | 84.6 | 84.5 | 78.8 | 68.8 | 57.7 | 47.9 | 66.7
| V | mi/hr | Bristol, TNV | 5.4 | 5.6 | 6 | 5.6 | 4.7 | 3.8 | 3.6 | 2.9 | 3.1 | 3.6 | 4 | 4.7 | 4.5
| I | Btu/ft2/day | Bristol, TNI | 682 | 901 | 1249 | 1616 | 1853 | 1928 | 1885 | 1780 | 1483 | 1128 | 790 | 611 | 1325
| PA | lb/in2 | Bristol, TNPA | [12 empty] | 13.92
Chattanooga, TN | TAN | °F | Chattanooga, TNTAN | 32.7 | 34.8 | 41.6 | 49.7 | 58.5 | 66.8 | 70.6 | 70 | 63 | 50.8 | 40.5 | 34.2 | 51.1
| TAX | °F | Chattanooga, TNTAX | 50.4 | 54.3 | 63 | 72.5 | 79.4 | 86.1 | 89.2 | 89 | 83 | 72.8 | 61.4 | 51.9 | 71.1
| V | mi/hr | Chattanooga, TNV | 5.8 | 6 | 6.5 | 6 | 4.9 | 4.3 | 4.3 | 3.8 | 4 | 4 | 4.5 | 5.4 | 4.9
| I | Btu/ft2/day | Chattanooga, TNI | 722 | 965 | 1295 | 1662 | 1859 | 1950 | 1915 | 1796 | 1471 | 1170 | 824 | 654 | 1357
| PA | lb/in2 | Chattanooga, TNPA | [12 empty] | 14.34
Knoxville, TN | TAN | °F | Knoxville, TNTAN | 30.8 | 33.3 | 40 | 48.7 | 57.3 | 65.6 | 69.2 | 68.3 | 61.4 | 49.2 | 39.3 | 32.4 | 49.6
| TAX | °F | Knoxville, TNTAX | 47.3 | 51.4 | 60.2 | 69.8 | 77.5 | 84.2 | 87.2 | 87 | 81.1 | 70.4 | 59.1 | 49.1 | 68.7
| V | mi/hr | Knoxville, TNV | 6.5 | 6.7 | 7.2 | 6.9 | 6.3 | 5.4 | 5.4 | 4.5 | 4.7 | 4.7 | 5.4 | 6 | 5.8
| I | Btu/ft2/day | Knoxville, TNI | 692 | 933 | 1270 | 1656 | 1877 | 1970 | 1925 | 1808 | 1484 | 1160 | 798 | 625 | 1350
| PA | lb/in2 | Knoxville, TNPA | [12 empty] | 14.18
Memphis, TN | TAN | °F | Memphis, TNTAN | 34 | 37.1 | 44.7 | 53.9 | 63.1 | 70.9 | 74.1 | 73.2 | 65.8 | 54.6 | 43.9 | 36.2 | 54.3
| TAX | °F | Memphis, TNTAX | 49.7 | 54.3 | 62.9 | 72.4 | 80.7 | 88.1 | 90.8 | 90.7 | 84.6 | 74 | 61.6 | 51.7 | 71.8
| V | mi/hr | Memphis, TNV | 9.2 | 9.2 | 9.8 | 9.6 | 8.5 | 7.4 | 6.9 | 6.7 | 7.2 | 7.2 | 8.1 | 8.7 | 8.3
| I | Btu/ft2/day | Memphis, TNI | 696 | 939 | 1275 | 1661 | 1860 | 2008 | 1967 | 1832 | 1508 | 1165 | 794 | 626 | 1361
| PA | lb/in2 | Memphis, TNPA | [12 empty] | 14.55
Nashville, TN | TAN | °F | Nashville, TNTAN | 30.5 | 32.9 | 40.2 | 49.3 | 58.5 | 66.7 | 70.8 | 69.8 | 62.1 | 50.3 | 40.2 | 32.8 | 50.3
| TAX | °F | Nashville, TNTAX | 47.2 | 51.5 | 60.5 | 70.4 | 77.9 | 85.2 | 88.6 | 88.6 | 82.2 | 71.4 | 59.5 | 49.5 | 69.4
| V | mi/hr | Nashville, TNV | 8.1 | 8.1 | 8.3 | 8.1 | 6.7 | 6 | 5.8 | 5.6 | 5.8 | 6.3 | 7.2 | 7.6 | 6.9
| I | Btu/ft2/day | Nashville, TNI | 654 | 896 | 1261 | 1614 | 1798 | 1955 | 1886 | 1778 | 1467 | 1128 | 772 | 583 | 1316
| PA | lb/in2 | Nashville, TNPA | [12 empty] | 14.39
Abilene, TX | TAN | °F | Abilene, TXTAN | 34.2 | 37.8 | 44.9 | 52.6 | 62.1 | 69.1 | 72.6 | 72 | 64.4 | 54.6 | 43.4 | 35.2 | 53.6
| TAX | °F | Abilene, TXTAX | 56.5 | 60.6 | 68 | 76.6 | 83.9 | 89.9 | 93.6 | 92.8 | 85.9 | 76.8 | 65.4 | 57.4 | 75.6
| V | mi/hr | Abilene, TXV | 11 | 11.4 | 12.5 | 13.2 | 11.9 | 11.2 | 10.1 | 8.7 | 8.9 | 10.3 | 10.7 | 10.7 | 11
| I | Btu/ft2/day | Abilene, TXI | 959 | 1205 | 1557 | 1936 | 2052 | 2245 | 2252 | 2006 | 1701 | 1375 | 1046 | 902 | 1603
| PA | lb/in2 | Abilene, TXPA | [12 empty] | 13.79
Amarillo, TX | TAN | °F | Amarillo, TXTAN | 24.9 | 28 | 34.1 | 42.4 | 52.8 | 61.7 | 65.8 | 64.8 | 56.9 | 45.3 | 33.2 | 25.8 | 44.7
| TAX | °F | Amarillo, TXTAX | 50.1 | 54.4 | 61.9 | 70 | 78.9 | 87.1 | 90.5 | 88.3 | 81.8 | 71.3 | 59 | 50.1 | 70.3
| V | mi/hr | Amarillo, TXV | 12.1 | 12.5 | 13.9 | 14.8 | 13.6 | 13.9 | 12.3 | 11.6 | 12.1 | 12.5 | 12.5 | 12.1 | 12.8
| I | Btu/ft2/day | Amarillo, TXI | 882 | 1232 | 1607 | 1972 | 2156 | 2357 | 2313 | 2021 | 1748 | 1388 | 1057 | 877 | 1634
| PA | lb/in2 | Amarillo, TXPA | [12 empty] | 12.95
Austin, TX | TAN | °F | Austin, TXTAN | 40.3 | 43.9 | 49.9 | 57.5 | 66.3 | 71.9 | 73.8 | 73.5 | 68.2 | 58.8 | 48.3 | 41 | 57.8
| TAX | °F | Austin, TXTAX | 61.6 | 65.3 | 71.6 | 78.9 | 85.9 | 91.5 | 94.4 | 95.5 | 89.8 | 81.4 | 70.5 | 63.1 | 79.1
| V | mi/hr | Austin, TXV | 8.3 | 8.7 | 9.2 | 8.9 | 8.5 | 8.1 | 7.4 | 6.5 | 6.3 | 6.9 | 7.6 | 7.8 | 7.8
| I | Btu/ft2/day | Austin, TXI | 868 | 1085 | 1368 | 1699 | 1812 | 2094 | 2135 | 2023 | 1645 | 1313 | 956 | 806 | 1484
| PA | lb/in2 | Austin, TXPA | [12 empty] | 14.33
Brownsville, TX | TAN | °F | Brownsville, TXTAN | 52.8 | 56 | 60.7 | 66.6 | 72.7 | 76.4 | 76.9 | 76.8 | 73.6 | 67.6 | 59.9 | 53.5 | 66.1
| TAX | °F | Brownsville, TXTAX | 70.6 | 73.7 | 78.1 | 82.8 | 88 | 91.6 | 92.8 | 93.5 | 89.6 | 84.7 | 78 | 71.6 | 82.9
| V | mi/hr | Brownsville, TXV | 10.1 | 11.2 | 11.9 | 12.5 | 12.1 | 11 | 11 | 9.2 | 7.4 | 8.7 | 9.2 | 9.6 | 10.3
| I | Btu/ft2/day | Brownsville, TXI | 899 | 1152 | 1425 | 1673 | 1913 | 2051 | 2061 | 1951 | 1616 | 1386 | 1040 | 846 | 1501
| PA | lb/in2 | Brownsville, TXPA | [12 empty] | 14.68
Corpus Christi, TX | TAN | °F | Corpus Christi, TXTAN | 48.4 | 51.9 | 57.3 | 63.9 | 70.6 | 74.5 | 75.3 | 75.5 | 72.5 | 65.3 | 56.2 | 49.6 | 63.4
| TAX | °F | Corpus Christi, TXTAX | 66.9 | 70.6 | 75.5 | 81.1 | 86.2 | 90.4 | 92.4 | 93.8 | 89.3 | 83.7 | 75.1 | 68.5 | 81.1
| V | mi/hr | Corpus Christi, TXV | 12.1 | 12.5 | 13.4 | 14.1 | 12.5 | 10.5 | 10.7 | 9.8 | 9.2 | 10.7 | 11.4 | 11.6 | 11.6
| I | Btu/ft2/day | Corpus Christi, TXI | 891 | 1113 | 1385 | 1636 | 1850 | 2072 | 2110 | 1975 | 1662 | 1397 | 1040 | 838 | 1497
| PA | lb/in2 | Corpus Christi, TXPA | [12 empty] | 14.68
Dallas-Fort Worth, TX | TAN | °F | Dallas-Fort Worth, TXTAN | 37 | 40.8 | 47.8 | 55.8 | 65.4 | 72.6 | 76.3 | 76.1 | 68.6 | 57.8 | 47.1 | 38.8 | 57
| TAX | °F | Dallas-Fort Worth, TXTAX | 56.2 | 60.7 | 67.8 | 75.7 | 83.4 | 91 | 95.3 | 95.3 | 87.8 | 78 | 66.2 | 57.7 | 76.3
| V | mi/hr | Dallas-Fort Worth, TXV | 10.5 | 10.7 | 11.9 | 12.1 | 11 | 10.5 | 9.8 | 8.5 | 8.3 | 9.4 | 10.3 | 10.3 | 10.3
| I | Btu/ft2/day | Dallas-Fort Worth, TXI | 837 | 1089 | 1388 | 1744 | 1860 | 2087 | 2171 | 1981 | 1623 | 1263 | 933 | 795 | 1481
| PA | lb/in2 | Dallas-Fort Worth, TXPA | [12 empty] | 14.4
El Paso, TX | TAN | °F | El Paso, TXTAN | 34.6 | 38.8 | 44.3 | 52.2 | 62.3 | 69.8 | 72.2 | 70.6 | 64.5 | 53.3 | 40.8 | 33.9 | 53.1
| TAX | °F | El Paso, TXTAX | 58.2 | 63.2 | 70.3 | 78.7 | 88.2 | 95.4 | 94.4 | 92.4 | 87.4 | 78.3 | 66.1 | 57.3 | 77.5
| V | mi/hr | El Paso, TXV | 7.8 | 8.9 | 10.1 | 11 | 10.1 | 9.2 | 8.1 | 7.4 | 7.4 | 7.6 | 7.4 | 7.4 | 8.5
| I | Btu/ft2/day | El Paso, TXI | 1125 | 1406 | 1856 | 2259 | 2494 | 2537 | 2276 | 2106 | 1895 | 1574 | 1244 | 1048 | 1818
| PA | lb/in2 | El Paso, TXPA | [12 empty] | 12.76
Houston, TX | TAN | °F | Houston, TXTAN | 43.8 | 47 | 52.7 | 59.6 | 67.9 | 73.4 | 75.1 | 74.7 | 69.9 | 61 | 51.2 | 44.9 | 60.1
| TAX | °F | Houston, TXTAX | 62.6 | 66.4 | 72.3 | 78.7 | 85.9 | 90.7 | 93.1 | 93.4 | 88.9 | 81.2 | 71.2 | 64.1 | 79
| V | mi/hr | Houston, TXV | 7.8 | 8.3 | 8.5 | 8.9 | 8.1 | 6.7 | 5.8 | 5.6 | 6 | 6.7 | 7.2 | 7.6 | 7.4
| I | Btu/ft2/day | Houston, TXI | 832 | 1022 | 1333 | 1635 | 1828 | 1915 | 1930 | 1804 | 1567 | 1288 | 930 | 767 | 1404
| PA | lb/in2 | Houston, TXPA | [12 empty] | 14.65
Lubbock, TX | TAN | °F | Lubbock, TXTAN | 28 | 31.6 | 38.2 | 46.8 | 57.3 | 65.4 | 69 | 67.5 | 59.6 | 48.6 | 36.6 | 28.5 | 48.1
| TAX | °F | Lubbock, TXTAX | 54 | 58.8 | 66.1 | 74.7 | 83.3 | 90.3 | 92.3 | 90.6 | 84 | 74.8 | 62.7 | 54.6 | 73.9
| V | mi/hr | Lubbock, TXV | 11.6 | 12.3 | 13.9 | 14.3 | 13.6 | 13 | 11 | 9.8 | 10.1 | 11 | 11.4 | 11.4 | 11.9
| I | Btu/ft2/day | Lubbock, TXI | 968 | 1252 | 1627 | 2008 | 2166 | 2352 | 2283 | 2060 | 1728 | 1406 | 1081 | 904 | 1653
| PA | lb/in2 | Lubbock, TXPA | [12 empty] | 13.07
Lufkin, TX | TAN | °F | Lufkin, TXTAN | 39.3 | 42.4 | 48.6 | 55.6 | 64.7 | 70.7 | 72.8 | 72.1 | 66.8 | 56.5 | 46.8 | 40.3 | 56.4
| TAX | °F | Lufkin, TXTAX | 59.8 | 64 | 70.5 | 77.5 | 84.6 | 90 | 93.1 | 93.6 | 88.3 | 79.5 | 68.8 | 61.1 | 77.6
| V | mi/hr | Lufkin, TXV | 6.9 | 7.4 | 7.6 | 7.6 | 6.9 | 5.8 | 5.4 | 4.9 | 5.4 | 5.8 | 6.3 | 6.5 | 6.5
| I | Btu/ft2/day | Lufkin, TXI | 796 | 1027 | 1342 | 1686 | 1856 | 1988 | 2043 | 1915 | 1590 | 1275 | 913 | 747 | 1432
| PA | lb/in2 | Lufkin, TXPA | [12 empty] | 14.55
Midland, TX | TAN | °F | Midland, TXTAN | 31.8 | 35.9 | 42.1 | 50.1 | 60.9 | 68.5 | 71 | 69.7 | 62.7 | 52.4 | 39.8 | 32.1 | 51.4
| TAX | °F | Midland, TXTAX | 57.4 | 62.2 | 69.4 | 78.4 | 87.1 | 93 | 93.8 | 92.4 | 86 | 77.5 | 65.6 | 58.1 | 76.7
| V | mi/hr | Midland, TXV | 10.1 | 11 | 12.1 | 12.8 | 12.3 | 12.3 | 10.7 | 9.6 | 9.6 | 10.3 | 9.8 | 9.8 | 11
| I | Btu/ft2/day | Midland, TXI | 1015 | 1294 | 1695 | 2089 | 2226 | 2365 | 2272 | 2073 | 1776 | 1458 | 1140 | 973 | 1698
| PA | lb/in2 | Midland, TXPA | [12 empty] | 13.26
Port Arthur, TX | TAN | °F | Port Arthur, TXTAN | 44.6 | 47.7 | 53.2 | 60.1 | 68 | 73.5 | 75 | 74.7 | 70.6 | 61.5 | 51.7 | 45.7 | 60.5
| TAX | °F | Port Arthur, TXTAX | 61.9 | 65.3 | 71.2 | 77.3 | 84.3 | 89.1 | 91 | 91.5 | 87.8 | 80.2 | 70.5 | 63.4 | 77.8
| V | mi/hr | Port Arthur, TXV | 9.6 | 10.1 | 10.3 | 10.3 | 9.2 | 7.6 | 6 | 5.8 | 7.2 | 8.1 | 8.5 | 9.2 | 8.5
| I | Btu/ft2/day | Port Arthur, TXI | 824 | 1017 | 1355 | 1646 | 1868 | 1931 | 1918 | 1801 | 1552 | 1300 | 955 | 773 | 1412
| PA | lb/in2 | Port Arthur, TXPA | [12 empty] | 14.68
San Angelo, TX | TAN | °F | San Angelo, TXTAN | 34.4 | 38 | 45.2 | 52.8 | 62.8 | 69.6 | 72.1 | 71.3 | 64 | 53.8 | 42.7 | 35.1 | 53.5
| TAX | °F | San Angelo, TXTAX | 59.5 | 63.7 | 70.7 | 79.5 | 87.4 | 92.4 | 95.1 | 94 | 87.4 | 78.6 | 67.4 | 60.5 | 78
| V | mi/hr | San Angelo, TXV | 9.6 | 10.1 | 10.7 | 11.4 | 10.5 | 10.1 | 9.2 | 8.1 | 7.8 | 8.5 | 9.2 | 9.4 | 9.6
| I | Btu/ft2/day | San Angelo, TXI | 968 | 1229 | 1591 | 1961 | 2072 | 2236 | 2220 | 2021 | 1711 | 1382 | 1090 | 921 | 1617
| PA | lb/in2 | San Angelo, TXPA | [12 empty] | 13.71
San Antonio, TX | TAN | °F | San Antonio, TXTAN | 42 | 45.8 | 51.8 | 59.1 | 67.6 | 73.2 | 75.2 | 75.3 | 69.8 | 60.8 | 50.5 | 43.1 | 59.5
| TAX | °F | San Antonio, TXTAX | 62.9 | 67.2 | 73.1 | 79.9 | 86.6 | 91.9 | 94 | 95 | 89.5 | 81.6 | 71.3 | 64.3 | 79.8
| V | mi/hr | San Antonio, TXV | 7.6 | 7.8 | 8.9 | 9.4 | 9.4 | 9.2 | 8.5 | 7.8 | 6.9 | 7.4 | 7.6 | 7.4 | 8.1
| I | Btu/ft2/day | San Antonio, TXI | 893 | 1083 | 1377 | 1682 | 1821 | 2059 | 2081 | 1961 | 1640 | 1323 | 985 | 825 | 1477
| PA | lb/in2 | San Antonio, TXPA | [12 empty] | 14.27
Victoria, TX | TAN | °F | Victoria, TXTAN | 44.5 | 48 | 53.7 | 60.5 | 68.3 | 73.3 | 74.8 | 74.4 | 70.1 | 61.6 | 51.9 | 45.5 | 60.5
| TAX | °F | Victoria, TXTAX | 64.6 | 68.2 | 73.5 | 79.6 | 86.1 | 91 | 93.1 | 94 | 89.5 | 82.7 | 73.1 | 66.1 | 80.1
| V | mi/hr | Victoria, TXV | 9.8 | 10.1 | 10.5 | 11 | 10.3 | 9.2 | 8.3 | 7.4 | 7.4 | 8.3 | 8.7 | 9.2 | 9.2
| I | Btu/ft2/day | Victoria, TXI | 849 | 1038 | 1328 | 1597 | 1823 | 2009 | 2029 | 1887 | 1596 | 1328 | 989 | 801 | 1439
| PA | lb/in2 | Victoria, TXPA | [12 empty] | 14.63
Waco, TX | TAN | °F | Waco, TXTAN | 37.6 | 41.3 | 48.1 | 55.7 | 64.7 | 71.7 | 75 | 74.4 | 67.3 | 57.2 | 46.9 | 39 | 56.6
| TAX | °F | Waco, TXTAX | 58.4 | 62.4 | 69.2 | 77.1 | 84.7 | 91.5 | 95.8 | 96 | 89.4 | 79.8 | 68 | 59.7 | 77.7
| V | mi/hr | Waco, TXV | 9.8 | 10.1 | 11 | 11.2 | 10.1 | 9.6 | 9.6 | 8.5 | 7.8 | 8.7 | 9.4 | 9.4 | 9.6
| I | Btu/ft2/day | Waco, TXI | 864 | 1081 | 1387 | 1732 | 1890 | 2135 | 2198 | 2022 | 1674 | 1302 | 958 | 823 | 1505
| PA | lb/in2 | Waco, TXPA | [12 empty] | 14.43
Cedar City, UT | TAN | °F | Cedar City, UTTAN | 19.2 | 23.3 | 28.3 | 33.5 | 42.2 | 50.9 | 59 | 57.7 | 47.7 | 36 | 25 | 18.7 | 36.8
| TAX | °F | Cedar City, UTTAX | 41.9 | 46 | 54.6 | 61.1 | 72.3 | 82.5 | 89.5 | 87.2 | 79.3 | 65.7 | 51.7 | 41.5 | 64.4
| V | mi/hr | Cedar City, UTV | 6.3 | 6.7 | 8.1 | 8.9 | 8.7 | 8.7 | 7.6 | 7.6 | 7.2 | 6.7 | 6.3 | 6.3 | 7.4
| I | Btu/ft2/day | Cedar City, UTI | 818 | 1072 | 1548 | 1969 | 2299 | 2534 | 2285 | 2082 | 1827 | 1355 | 944 | 741 | 1623
| PA | lb/in2 | Cedar City, UTPA | [12 empty] | 12.01
Salt Lake City, UT | TAN | °F | Salt Lake City, UTTAN | 23.3 | 26.9 | 34.4 | 40.2 | 49 | 57.3 | 66.4 | 64.9 | 54.3 | 42.2 | 31.1 | 24.1 | 42.9
| TAX | °F | Salt Lake City, UTTAX | 37.7 | 43.1 | 53.4 | 60.3 | 71.5 | 81.8 | 92.4 | 90.1 | 78.9 | 64 | 48.7 | 38 | 63.3
| V | mi/hr | Salt Lake City, UTV | 6.7 | 7.2 | 8.7 | 9.6 | 8.9 | 9.2 | 8.9 | 9.6 | 8.7 | 8.1 | 7.4 | 7.2 | 8.3
| I | Btu/ft2/day | Salt Lake City, UTI | 596 | 877 | 1348 | 1685 | 2071 | 2336 | 2338 | 2052 | 1689 | 1144 | 700 | 469 | 1442
| PA | lb/in2 | Salt Lake City, UTPA | [12 empty] | 12.62
Burlington, VT | TAN | °F | Burlington, VTTAN | 11.6 | 13.1 | 22.7 | 35.1 | 46.1 | 56.4 | 61 | 59.2 | 51.5 | 40.2 | 31.6 | 19.8 | 37.4
| TAX | °F | Burlington, VTTAX | 27 | 29.8 | 39.6 | 54.1 | 66.8 | 76.2 | 79.9 | 78.6 | 70.3 | 56.6 | 45.1 | 33.2 | 54.8
| V | mi/hr | Burlington, VTV | 8.9 | 8.5 | 8.5 | 8.7 | 8.1 | 7.4 | 6.9 | 6.9 | 7.6 | 8.1 | 8.7 | 8.9 | 8.1
| I | Btu/ft2/day | Burlington, VTI | 474 | 733 | 1046 | 1449 | 1720 | 1874 | 1835 | 1642 | 1239 | 770 | 464 | 377 | 1135
| PA | lb/in2 | Burlington, VTPA | [12 empty] | 14.52
DC-Dulles, VA | TAN | °F | DC-Dulles, VATAN | 25.8 | 26.7 | 33.9 | 43.4 | 52.3 | 61.9 | 66.5 | 65.4 | 57.6 | 44.8 | 36.2 | 28.2 | 45.2
| TAX | °F | DC-Dulles, VATAX | 42.4 | 45.2 | 54.4 | 66.3 | 74 | 82.5 | 86.4 | 85.9 | 78.3 | 67 | 56.2 | 45.2 | 65.3
| V | mi/hr | DC-Dulles, VAV | 7.8 | 8.1 | 8.5 | 8.1 | 6.7 | 6 | 5.8 | 5.6 | 6 | 6 | 6.7 | 7.2 | 6.9
| I | Btu/ft2/day | DC-Dulles, VAI | 653 | 939 | 1233 | 1567 | 1771 | 1900 | 1862 | 1684 | 1376 | 1062 | 711 | 590 | 1279
| PA | lb/in2 | DC-Dulles, VAPA | [12 empty] | 14.55
DC-Reagan, VA | TAN | °F | DC-Reagan, VATAN | 30 | 31.2 | 38.3 | 47.9 | 57 | 66.7 | 71.5 | 70.4 | 63.2 | 51.2 | 41.7 | 33.3 | 50.2
| TAX | °F | DC-Reagan, VATAX | 43.6 | 46.3 | 55.2 | 66.3 | 74.6 | 83.3 | 87.6 | 86.3 | 79 | 67.6 | 57 | 46.5 | 66.1
| V | mi/hr | DC-Reagan, VAV | 9.6 | 9.6 | 10.5 | 9.8 | 8.9 | 8.5 | 8.1 | 7.8 | 8.3 | 8.1 | 8.7 | 8.9 | 8.9
| I | Btu/ft2/day | DC-Reagan, VAI | 653 | 934 | 1246 | 1578 | 1767 | 1903 | 1864 | 1712 | 1371 | 1045 | 718 | 587 | 1282
| PA | lb/in2 | DC-Reagan, VAPA | [12 empty] | 14.69
Lynchburg, VA | TAN | °F | Lynchburg, VATAN | 27.6 | 29.1 | 35.9 | 44.7 | 53 | 61.9 | 65.8 | 64.7 | 57.5 | 45.5 | 36.5 | 29.1 | 46
| TAX | °F | Lynchburg, VATAX | 45.5 | 48.3 | 57.2 | 67.9 | 74.6 | 82.2 | 85.6 | 84.7 | 77.9 | 67.9 | 57.7 | 47.4 | 66.4
| V | mi/hr | Lynchburg, VAV | 6 | 6 | 6.7 | 6.5 | 5.6 | 4.7 | 4.3 | 3.8 | 4.3 | 4.3 | 4.9 | 5.1 | 5.1
| I | Btu/ft2/day | Lynchburg, VAI | 740 | 1006 | 1334 | 1655 | 1855 | 2001 | 1913 | 1758 | 1439 | 1128 | 807 | 662 | 1358
| PA | lb/in2 | Lynchburg, VAPA | [12 empty] | 14.2
Norfolk, VA | TAN | °F | Norfolk, VATAN | 34.5 | 35.2 | 41.6 | 50.2 | 58.7 | 68.1 | 72.7 | 71.6 | 66.4 | 54.8 | 45.1 | 37.2 | 53
| TAX | °F | Norfolk, VATAX | 49.3 | 50.9 | 58.3 | 68.1 | 75.1 | 83.1 | 87.2 | 85.2 | 79.3 | 70 | 60.6 | 52.1 | 68.3
| V | mi/hr | Norfolk, VAV | 9.8 | 10.1 | 10.5 | 10.7 | 9.8 | 8.7 | 8.3 | 7.8 | 9.2 | 8.7 | 8.9 | 9.2 | 9.2
| I | Btu/ft2/day | Norfolk, VAI | 723 | 962 | 1312 | 1674 | 1872 | 1989 | 1940 | 1743 | 1406 | 1101 | 807 | 655 | 1349
| PA | lb/in2 | Norfolk, VAPA | [12 empty] | 14.68
Richmond, VA | TAN | °F | Richmond, VATAN | 30.2 | 31 | 38 | 47.2 | 55.8 | 65.2 | 69.5 | 68.3 | 61.2 | 49.2 | 40.2 | 32.3 | 49
| TAX | °F | Richmond, VATAX | 47.5 | 50.5 | 59 | 69.7 | 76.6 | 84.7 | 88.5 | 86.9 | 80.3 | 70.2 | 60.2 | 50.1 | 68.7
| V | mi/hr | Richmond, VAV | 8.3 | 8.5 | 9.2 | 8.9 | 7.8 | 7.2 | 6.7 | 6.3 | 6.9 | 6.7 | 7.4 | 7.6 | 7.6
| I | Btu/ft2/day | Richmond, VAI | 723 | 993 | 1305 | 1650 | 1856 | 1986 | 1890 | 1735 | 1415 | 1099 | 798 | 649 | 1341
| PA | lb/in2 | Richmond, VAPA | [12 empty] | 14.61
Roanoke, VA | TAN | °F | Roanoke, VATAN | 29.4 | 31 | 37.9 | 46.7 | 54.7 | 63.4 | 67.2 | 66.2 | 58.8 | 47.7 | 38.7 | 31.3 | 47.8
| TAX | °F | Roanoke, VATAX | 45.8 | 48.7 | 57.3 | 67.8 | 75 | 82.3 | 85.9 | 85.1 | 78 | 68.4 | 57.7 | 47.4 | 66.6
| V | mi/hr | Roanoke, VAV | 8.1 | 8.1 | 8.3 | 7.8 | 6.5 | 5.8 | 5.6 | 4.9 | 5.1 | 5.6 | 6.5 | 7.4 | 6.7
| I | Btu/ft2/day | Roanoke, VAI | 729 | 986 | 1293 | 1611 | 1795 | 1892 | 1860 | 1699 | 1395 | 1104 | 781 | 646 | 1316
| PA | lb/in2 | Roanoke, VAPA | [12 empty] | 14.1
Olympia, WA | TAN | °F | Olympia, WATAN | 33.8 | 32.9 | 35.3 | 38 | 43.4 | 47.8 | 51.3 | 50.9 | 46.4 | 40.9 | 36.6 | 33.4 | 40.9
| TAX | °F | Olympia, WATAX | 45.7 | 49.3 | 53.2 | 58 | 64.9 | 69.7 | 76.7 | 76.6 | 71.5 | 59.7 | 50.2 | 44.5 | 60
| V | mi/hr | Olympia, WAV | 6 | 5.6 | 6.3 | 6.3 | 6 | 6 | 5.4 | 4.9 | 4.7 | 5.1 | 6 | 6 | 5.6
| I | Btu/ft2/day | Olympia, WAI | 319 | 562 | 866 | 1257 | 1574 | 1721 | 1876 | 1624 | 1257 | 676 | 352 | 264 | 1029
| PA | lb/in2 | Olympia, WAPA | [12 empty] | 14.58
Quillayute, WA | TAN | °F | Quillayute, WATAN | 36.4 | 35.6 | 37 | 39.1 | 43.5 | 47.9 | 51.2 | 51 | 47.5 | 42.4 | 38.6 | 35.7 | 42.2
| TAX | °F | Quillayute, WATAX | 47.1 | 49.5 | 50.8 | 54.2 | 59.1 | 62.7 | 66.9 | 67.6 | 65.8 | 57.9 | 50.7 | 46.5 | 56.6
| V | mi/hr | Quillayute, WAV | 6.5 | 6 | 6.3 | 5.8 | 5.4 | 4.9 | 4.7 | 4.5 | 4 | 4.9 | 6 | 6.3 | 5.4
| I | Btu/ft2/day | Quillayute, WAI | 304 | 556 | 831 | 1225 | 1520 | 1600 | 1681 | 1469 | 1170 | 653 | 351 | 257 | 968
| PA | lb/in2 | Quillayute, WAPA | [12 empty] | 14.59
Seattle, WA | TAN | °F | Seattle, WATAN | 37.6 | 37.8 | 39.7 | 42.8 | 48 | 52.4 | 56.4 | 56.5 | 52.9 | 46.5 | 40.5 | 36.8 | 45.7
| TAX | °F | Seattle, WATAX | 46.4 | 49.4 | 52.4 | 57.2 | 63.7 | 68.5 | 75.1 | 74.8 | 69.5 | 58.6 | 50.3 | 45.4 | 59.3
| V | mi/hr | Seattle, WAV | 8.5 | 8.3 | 8.5 | 7.8 | 7.6 | 7.6 | 7.2 | 6.9 | 6.7 | 7.2 | 8.1 | 8.7 | 7.8
| I | Btu/ft2/day | Seattle, WAI | 316 | 595 | 882 | 1329 | 1678 | 1842 | 1951 | 1679 | 1235 | 671 | 356 | 267 | 1067
| PA | lb/in2 | Seattle, WAPA | [12 empty] | 14.47
Spokane, WA | TAN | °F | Spokane, WATAN | 24.3 | 26.4 | 30.9 | 36.4 | 43.8 | 49.9 | 56.7 | 55.7 | 47.7 | 37.3 | 29.3 | 23.7 | 38.5
| TAX | °F | Spokane, WATAX | 34.1 | 39.7 | 48.1 | 56 | 65.8 | 72.5 | 83.2 | 82.2 | 72.8 | 57.2 | 41.5 | 33 | 57.2
| V | mi/hr | Spokane, WAV | 8.3 | 8.3 | 9.6 | 9.6 | 9.4 | 9.2 | 8.5 | 8.1 | 7.8 | 8.1 | 8.3 | 8.3 | 8.7
| I | Btu/ft2/day | Spokane, WAI | 345 | 650 | 1060 | 1497 | 1893 | 2071 | 2274 | 1947 | 1430 | 841 | 401 | 283 | 1224
| PA | lb/in2 | Spokane, WAPA | [12 empty] | 13.4
Stampede Pass, WA | TAN | °F | Stampede Pass, WATAN | 24 | 25.7 | 28.6 | 31.8 | 37.8 | 42.4 | 49 | 49.3 | 45.5 | 36.7 | 29.2 | 23.5 | 35.3
| TAX | °F | Stampede Pass, WATAX | 30.7 | 33.8 | 37.9 | 43.1 | 51 | 56.6 | 65.7 | 65.7 | 60 | 47.3 | 36.2 | 30.1 | 46.5
| V | mi/hr | Stampede Pass, WAV | 7.4 | 7.4 | 6.9 | 6.7 | 6.9 | 7.4 | 7.4 | 6.9 | 6.7 | 6.7 | 6.9 | 7.4 | 7.2
| I | Btu/ft2/day | Stampede Pass, WAI | 345 | 595 | 857 | 1281 | 1599 | 1703 | 1946 | 1676 | 1218 | 678 | 366 | 286 | 1046
| PA | lb/in2 | Stampede Pass, WAPA | [12 empty] | 12.73
Yakima, WA | TAN | °F | Yakima, WATAN | 24.1 | 27.1 | 30.8 | 35.5 | 43.5 | 49.6 | 55.1 | 53 | 45 | 35.2 | 27.5 | 23.4 | 37.5
| TAX | °F | Yakima, WATAX | 38.1 | 46 | 55.3 | 62.6 | 71.8 | 78.6 | 87.9 | 86.2 | 77.9 | 63 | 47.3 | 36.6 | 62.6
| V | mi/hr | Yakima, WAV | 4.3 | 5.4 | 6.7 | 7.4 | 7.4 | 7.6 | 7.2 | 6.7 | 6.3 | 5.6 | 4.7 | 4 | 6
| I | Btu/ft2/day | Yakima, WAI | 399 | 740 | 1187 | 1639 | 1987 | 2252 | 2374 | 2033 | 1537 | 937 | 483 | 315 | 1324
| PA | lb/in2 | Yakima, WAPA | [12 empty] | 14.14
Beckley, WV | TAN | °F | Beckley, WVTAN | 24.2 | 26.2 | 32.9 | 42.7 | 50.3 | 58.6 | 62 | 61.1 | 54.2 | 43.8 | 35.2 | 27 | 43.2
| TAX | °F | Beckley, WVTAX | 39.5 | 42.2 | 50.7 | 62.6 | 69.3 | 76 | 78.7 | 78.4 | 72.3 | 62.8 | 51.9 | 41.6 | 60.5
| V | mi/hr | Beckley, WVV | 8.3 | 8.1 | 8.1 | 7.8 | 6.7 | 5.6 | 5.1 | 4.9 | 5.6 | 6.3 | 6.9 | 7.6 | 6.7
| I | Btu/ft2/day | Beckley, WVI | 632 | 847 | 1144 | 1499 | 1680 | 1797 | 1752 | 1643 | 1346 | 1018 | 691 | 538 | 1216
| PA | lb/in2 | Beckley, WVPA | [12 empty] | 13.42
Charleston, WV | TAN | °F | Charleston, WVTAN | 26.8 | 28.6 | 35.1 | 44.9 | 52.6 | 61.6 | 65.2 | 64.3 | 56.6 | 45 | 36.4 | 29.2 | 45.5
| TAX | °F | Charleston, WVTAX | 43.1 | 46.3 | 55.5 | 68.1 | 74.5 | 81.6 | 84.4 | 83.9 | 77.7 | 67.6 | 56.3 | 45.5 | 65.4
| V | mi/hr | Charleston, WVV | 5.4 | 5.1 | 5.1 | 5.1 | 4 | 3.4 | 3.1 | 2.7 | 2.9 | 3.1 | 4 | 4.7 | 4
| I | Btu/ft2/day | Charleston, WVI | 579 | 814 | 1126 | 1524 | 1737 | 1916 | 1843 | 1721 | 1378 | 1024 | 667 | 512 | 1237
| PA | lb/in2 | Charleston, WVPA | [12 empty] | 14.16
Elkins, WV | TAN | °F | Elkins, WVTAN | 20.6 | 21.5 | 28.1 | 37 | 45.9 | 55.1 | 58.9 | 58.3 | 50.7 | 38.1 | 30.3 | 22.9 | 39
| TAX | °F | Elkins, WVTAX | 39.7 | 42.3 | 51.2 | 63.3 | 70.5 | 77.7 | 80.5 | 80.3 | 73.9 | 64 | 52.7 | 42.2 | 61.5
| V | mi/hr | Elkins, WVV | 5.8 | 5.8 | 5.8 | 5.8 | 4.5 | 3.6 | 3.1 | 2.7 | 2.9 | 3.6 | 4.7 | 5.1 | 4.5
| I | Btu/ft2/day | Elkins, WVI | 574 | 794 | 1113 | 1461 | 1619 | 1793 | 1738 | 1611 | 1293 | 972 | 618 | 498 | 1173
| PA | lb/in2 | Elkins, WVPA | [12 empty] | 13.69
Huntington, WV | TAN | °F | Huntington, WVTAN | 26.7 | 28.9 | 35.9 | 45.8 | 53.7 | 62.5 | 66.1 | 65 | 57.1 | 45.7 | 37.2 | 29.4 | 46.2
| TAX | °F | Huntington, WVTAX | 42.4 | 45.9 | 55.5 | 67.7 | 74.7 | 82 | 85 | 84.7 | 78.2 | 67.6 | 55.7 | 44.9 | 65.3
| V | mi/hr | Huntington, WVV | 6.9 | 6.7 | 6.9 | 6.7 | 5.6 | 4.9 | 4.7 | 4.3 | 4.5 | 4.9 | 5.8 | 6.3 | 5.6
| I | Btu/ft2/day | Huntington, WVI | 570 | 828 | 1163 | 1545 | 1751 | 1915 | 1856 | 1725 | 1404 | 1045 | 676 | 519 | 1250
| PA | lb/in2 | Huntington, WVPA | [12 empty] | 14.26
Eau Claire, WI | TAN | °F | Eau Claire, WITAN | 6.6 | 11.2 | 22 | 34.8 | 46.1 | 56.4 | 60.5 | 58.9 | 49.8 | 38.1 | 25.7 | 12.8 | 35.2
| TAX | °F | Eau Claire, WITAX | 22.7 | 28.6 | 40.7 | 56.9 | 68.6 | 77.6 | 81.4 | 79.6 | 71.2 | 57.7 | 41.2 | 27.9 | 54.5
| V | mi/hr | Eau Claire, WIV | 7.4 | 7.6 | 7.6 | 8.7 | 8.3 | 7.2 | 6.5 | 6.3 | 6.9 | 7.6 | 7.6 | 7.2 | 7.4
| I | Btu/ft2/day | Eau Claire, WII | 485 | 734 | 1116 | 1485 | 1716 | 1866 | 1895 | 1616 | 1234 | 802 | 484 | 377 | 1151
| PA | lb/in2 | Eau Claire, WIPA | [12 empty] | 14.23
Green Bay, WI | TAN | °F | Green Bay, WITAN | 10.7 | 14 | 23.7 | 35.1 | 45.5 | 55.9 | 59.2 | 58 | 49.6 | 39.1 | 28.4 | 16.9 | 36.3
| TAX | °F | Green Bay, WITAX | 24.9 | 29.1 | 39.9 | 54.3 | 66.2 | 75.7 | 79.6 | 78.1 | 70.8 | 57.5 | 43.1 | 30.3 | 54.1
| V | mi/hr | Green Bay, WIV | 9.6 | 9.4 | 9.4 | 10.5 | 9.2 | 7.6 | 7.2 | 6.7 | 7.6 | 8.7 | 9.2 | 8.9 | 8.7
| I | Btu/ft2/day | Green Bay, WII | 426 | 678 | 1103 | 1501 | 1748 | 1923 | 1900 | 1624 | 1274 | 820 | 504 | 373 | 1156
| PA | lb/in2 | Green Bay, WIPA | [12 empty] | 14.33
La Crosse, WI | TAN | °F | La Crosse, WITAN | 9.9 | 15 | 25.7 | 38.7 | 49.5 | 59.6 | 63.6 | 61.9 | 53.2 | 41.6 | 29.3 | 16.5 | 38.7
| TAX | °F | La Crosse, WITAX | 25.6 | 31.4 | 43.7 | 58.7 | 70.1 | 79.5 | 83.2 | 81 | 73.2 | 60 | 43.8 | 30.4 | 56.7
| V | mi/hr | La Crosse, WIV | 8.7 | 8.9 | 9.2 | 9.8 | 9.2 | 8.1 | 7.6 | 7.4 | 8.3 | 9.2 | 9.4 | 8.7 | 8.7
| I | Btu/ft2/day | La Crosse, WII | 507 | 767 | 1131 | 1445 | 1723 | 1887 | 1895 | 1615 | 1260 | 829 | 512 | 397 | 1164
| PA | lb/in2 | La Crosse, WIPA | [12 empty] | 14.36
Madison, WI | TAN | °F | Madison, WITAN | 12.1 | 16.2 | 25.4 | 36.7 | 47.3 | 57.6 | 61.5 | 59.8 | 51 | 40.1 | 29.3 | 17.6 | 37.9
| TAX | °F | Madison, WITAX | 26.7 | 31.6 | 43.3 | 57 | 68.3 | 77.8 | 81 | 79.2 | 72.1 | 59.4 | 44.5 | 31.4 | 56
| V | mi/hr | Madison, WIV | 8.5 | 8.5 | 8.9 | 9.6 | 8.3 | 6.9 | 6.5 | 6 | 6.7 | 7.8 | 8.5 | 8.1 | 7.8
| I | Btu/ft2/day | Madison, WII | 441 | 718 | 1122 | 1478 | 1735 | 1931 | 1911 | 1634 | 1324 | 871 | 541 | 422 | 1177
| PA | lb/in2 | Madison, WIPA | [12 empty] | 14.24
Milwaukee, WI | TAN | °F | Milwaukee, WITAN | 16.9 | 20.6 | 28.5 | 38.1 | 47.7 | 58.5 | 64.2 | 64.1 | 55.9 | 44.6 | 33 | 21.9 | 41.2
| TAX | °F | Milwaukee, WITAX | 29.5 | 33.1 | 42.5 | 53.6 | 64.5 | 75 | 79.6 | 78.4 | 71.5 | 59.6 | 46.1 | 33.8 | 55.6
| V | mi/hr | Milwaukee, WIV | 11 | 10.7 | 10.7 | 11.6 | 10.3 | 8.7 | 8.9 | 8.5 | 8.9 | 10.1 | 10.5 | 10.5 | 10.1
| I | Btu/ft2/day | Milwaukee, WII | 477 | 755 | 1096 | 1444 | 1729 | 1926 | 1894 | 1612 | 1322 | 873 | 536 | 411 | 1173
| PA | lb/in2 | Milwaukee, WIPA | [12 empty] | 14.34
Casper, WY | TAN | °F | Casper, WYTAN | 16.2 | 18.1 | 23.7 | 30 | 38.7 | 46.7 | 54.4 | 53.3 | 43.4 | 32.7 | 23.8 | 16.4 | 33.1
| TAX | °F | Casper, WYTAX | 35.1 | 38.5 | 47.8 | 55.6 | 66.5 | 77.7 | 87.6 | 85.6 | 74.2 | 59 | 44.7 | 35.1 | 58.9
| V | mi/hr | Casper, WYV | 14.8 | 13.4 | 12.5 | 11.6 | 10.5 | 10.3 | 9.2 | 9.4 | 9.8 | 11 | 13.4 | 15 | 11.6
| I | Btu/ft2/day | Casper, WYI | 601 | 877 | 1259 | 1631 | 1980 | 2243 | 2292 | 1988 | 1552 | 1046 | 650 | 505 | 1385
| PA | lb/in2 | Casper, WYPA | [12 empty] | 12.13
Cheyenne, WY | TAN | °F | Cheyenne, WYTAN | 18.8 | 19.8 | 25.1 | 31.3 | 40.7 | 49.2 | 56.1 | 54.6 | 45.4 | 34.4 | 25.1 | 19.1 | 35
| TAX | °F | Cheyenne, WYTAX | 38.8 | 40.4 | 47.3 | 53.7 | 63.9 | 74.3 | 82.6 | 80.2 | 71.3 | 58 | 45.8 | 38.6 | 57.9
| V | mi/hr | Cheyenne, WYV | 14.1 | 13.6 | 13.6 | 13.2 | 12.1 | 11 | 9.8 | 9.8 | 10.5 | 11.9 | 13.2 | 13.9 | 12.3
| I | Btu/ft2/day | Cheyenne, WYI | 712 | 975 | 1360 | 1668 | 1919 | 2196 | 2163 | 1883 | 1588 | 1131 | 761 | 609 | 1414
| PA | lb/in2 | Cheyenne, WYPA | [12 empty] | 11.78
Lander, WY | TAN | °F | Lander, WYTAN | 12.5 | 16.2 | 24.9 | 32.5 | 41.6 | 49.6 | 57.5 | 56.1 | 46.4 | 34.2 | 21.8 | 13.2 | 33.9
| TAX | °F | Lander, WYTAX | 32 | 36.2 | 46.9 | 55.1 | 65.7 | 76 | 86.2 | 84.3 | 73 | 57.8 | 42.6 | 32.3 | 57.3
| V | mi/hr | Lander, WYV | 4.9 | 4.9 | 6.7 | 7.4 | 7.4 | 7.4 | 7.2 | 6.9 | 6.5 | 5.6 | 5.1 | 4.9 | 6.3
| I | Btu/ft2/day | Lander, WYI | 640 | 920 | 1320 | 1658 | 2026 | 2242 | 2256 | 1966 | 1564 | 1086 | 696 | 551 | 1411
| PA | lb/in2 | Lander, WYPA | [12 empty] | 12.02
Rock Springs, WY | TAN | °F | Rock Springs, WYTAN | 13.6 | 15.5 | 23.8 | 29.7 | 38.6 | 46.8 | 55 | 53.3 | 43.6 | 33.2 | 22.1 | 14.2 | 32.5
| TAX | °F | Rock Springs, WYTAX | 29.2 | 32.3 | 42.8 | 51.9 | 62.7 | 73 | 82.9 | 80.2 | 69.4 | 55.5 | 39.9 | 29.6 | 54.1
| V | mi/hr | Rock Springs, WYV | 12.1 | 11.2 | 12.1 | 12.3 | 11.2 | 10.7 | 9.4 | 8.9 | 9.4 | 11 | 11.2 | 11.4 | 11
| I | Btu/ft2/day | Rock Springs, WYI | 654 | 928 | 1342 | 1738 | 2044 | 2307 | 2301 | 2019 | 1673 | 1186 | 716 | 564 | 1456
| PA | lb/in2 | Rock Springs, WYPA | [12 empty] | 13.05
Sheridan, WY | TAN | °F | Sheridan, WYTAN | 13 | 16.8 | 23.4 | 31.4 | 39.8 | 47.9 | 54.8 | 53.2 | 43.5 | 32.5 | 21.5 | 13.6 | 32.6
| TAX | °F | Sheridan, WYTAX | 34.4 | 38.5 | 47.5 | 55.7 | 65.4 | 74.8 | 85.9 | 85.2 | 74 | 58.8 | 45.5 | 35.4 | 58.4
| V | mi/hr | Sheridan, WYV | 6.5 | 6.9 | 7.8 | 8.9 | 8.3 | 7.2 | 6.5 | 6 | 6.3 | 6.7 | 6.5 | 6.5 | 6.9
| I | Btu/ft2/day | Sheridan, WYI | 482 | 767 | 1145 | 1509 | 1850 | 2030 | 2152 | 1860 | 1419 | 909 | 569 | 429 | 1260
| PA | lb/in2 | Sheridan, WYPA | [12 empty] | 12.73

## High Prarie Crude MW
High Prarie Crude Assay
T (°C) | T(°F) | T(°R) | %Mass to vapor | Non Resid fraction | Fraction of Total | SG at 60 °F | Molecular Weight of fraction | Moles in Fraction | Moles of Vapor | Vapor MW | Moles of liquid | Liquid MW | Typical Storage Temp (°F) | ABS (ΔT (°F))
89.1 | 192.38 | 651.98 | 0.01 | 0.0001387 | 0.0001387 | 0.993 | 70.0402 | 1.9802e-06 | 1.9802e-06 | 70.0402 | 0.0031934 | 313.0988 | 130 | 62.38
199.1 | 390.38 | 849.98 | 5 | 0.069348 | 0.069209 | 0.993 | 125.7159 | 0.00055052 | 0.0005525 | 125.5164 | 0.0026429 | 352.1308 | 130 | 260.38
264.5 | 508.1 | 967.7 | 10 | 0.1387 | 0.069348 | 0.993 | 171.8412 | 0.00040356 | 0.00095606 | 145.0703 | 0.0022394 | 384.6213 | 130 | 378.1
315.4 | 599.72 | 1059.32 | 15 | 0.20804 | 0.069348 | 0.993 | 216.2861 | 0.00032063 | 0.0012767 | 162.9556 | 0.0019187 | 412.7512 | 130 | 469.72
360.5 | 680.9 | 1140.5 | 20 | 0.27739 | 0.069348 | 0.993 | 263.0824 | 0.0002636 | 0.0015403 | 180.0909 | 0.0016551 | 436.5877 | 130 | 550.9
403.7 | 758.66 | 1218.26 | 25 | 0.34674 | 0.069348 | 0.993 | 275.2089 | 0.00025198 | 0.0017923 | 193.4639 | 0.0014031 | 465.569 | 130 | 628.66
440.9 | 825.62 | 1285.22 | 30 | 0.41609 | 0.069348 | 0.993 | 309.5257 | 0.00022405 | 0.0020163 | 206.3603 | 0.0011791 | 495.2196 | 130 | 695.62
514.6 | 958.28 | 1417.88 | 40 | 0.55479 | 0.1387 | 0.993 | 384.0528 | 0.00036114 | 0.0023775 | 233.3519 | 0.00081796 | 544.3012 | 130 | 828.28
586.7 | 1088.06 | 1547.66 | 50 | 0.69348 | 0.1387 | 0.993 | 465.5065 | 0.00029795 | 0.0026754 | 259.2058 | 0.00052001 | 589.4476 | 130 | 958.06
650.8 | 1203.44 | 1663.04 | 60 | 0.83218 | 0.1387 | 0.993 | 545.1385 | 0.00025442 | 0.0029298 | 284.036 | 0.00026559 | 631.8945 | 130 | 1073.44
708.2 | 1306.76 | 1766.36 | 70 | 0.97087 | 0.1387 | 0.993 | 622.2941 | 0.00022288 | 0.0031527 | 307.9489 | 4.2707e-05 | 681.9967 | 130 | 1176.76
750 | 1382 | 1841.6 | 72.1 | 1 | 0.029126 | 0.993 | 681.9967 | 4.2707e-05 | 0.0031954 | 312.9481 | 0 | #DIV/0! | 130 | 1252
Molecular weights calculated using Rauzi-Daubert Method (www.engineeringtoolbox.com/molweight-molecular-weight-average-boiling-point-gravity-d_1992.html).
| 1 | 2 | 3 | 4 | 5 | 6 | 7 | 8 | 9 | 10 | 11 | 12

## AWB Crude MW
AWB
T (°C) | T(°F) | T(°R) | %Mass to vapor | Non Resid fraction | Fraction of Total | SG at 60 °F | Molecular Weight of fraction | Moles in Fraction | Moles of Vapor | Vapor MW | Moles of liquid | Liquid MW | Typical Storage Temp (°F) | ABS (ΔT (°F))
| 94.5 | 554.1 | 0.01 | 0.000125 | 0.000125 | 0.922 | 57.8209 | 2.1618e-06 | 2.1618e-06 | 57.8209 | 0.0048213 | 207.3856 | 68 | 26.5
| 98.1 | 557.7 | 5 | 0.0625 | 0.062375 | 0.922 | 58.5437 | 0.0010654 | 0.0010676 | 58.5423 | 0.0037559 | 249.6079 | 68 | 30.1
| 134.8 | 594.4 | 10 | 0.125 | 0.0625 | 0.922 | 66.2573 | 0.00094329 | 0.0020109 | 62.1613 | 0.0028126 | 311.1001 | 68 | 66.8
| 389.1 | 848.7 | 20 | 0.25 | 0.125 | 0.922 | 140.2613 | 0.00089119 | 0.0029021 | 86.1448 | 0.0019214 | 390.3393 | 68 | 321.1
| 609.6 | 1069.2 | 30 | 0.375 | 0.125 | 0.922 | 243.6383 | 0.00051306 | 0.0034151 | 109.805 | 0.0014083 | 443.7818 | 68 | 541.6
| 746.4 | 1206 | 40 | 0.5 | 0.125 | 0.922 | 333.4242 | 0.0003749 | 0.00379 | 131.9246 | 0.0010335 | 483.8154 | 68 | 678.4
| 869 | 1328.6 | 50 | 0.625 | 0.125 | 0.922 | 359.0091 | 0.00034818 | 0.0041382 | 151.031 | 0.00068527 | 547.2285 | 68 | 801
| 1009.6 | 1469.2 | 60 | 0.75 | 0.125 | 0.922 | 447.765 | 0.00027916 | 0.0044174 | 169.7836 | 0.00040611 | 615.6012 | 68 | 941.6
| 1167.4 | 1627 | 70 | 0.875 | 0.125 | 0.922 | 560.2171 | 0.00022313 | 0.0046405 | 188.5566 | 0.00018298 | 683.1373 | 68 | 1099.4
| 1321.2 | 1780.8 | 80 | 1 | 0.125 | 0.922 | 683.1373 | 0.00018298 | 0.0048235 | 207.3185 | 0 | #DIV/0! | 68 | 1253.2
Molecular weights calculated using Rauzi-Daubert Method (www.engineeringtoolbox.com/molweight-molecular-weight-average-boiling-point-gravity-d_1992.html).
| 1 | 2 | 3 | 4 | 5 | 6 | 7 | 8 | 9 | 10 | 11 | 12

## Bakken Crude MW
AWB
T (°C) | T(°F) | T(°R) | %Mass to vapor | Non Resid fraction | Fraction of Total | SG at 60 °F | Molecular Weight of fraction | Moles in Fraction | Moles of Vapor | Vapor MW | Moles of liquid | Liquid MW | Typical Storage Temp (°F) | ABS (ΔT (°F))
| 65 | 524.6 | 7.6777 | 0.076777 | 0.076777 | 0.809 | 61.1037 | 0.0012565 | 0.0012565 | 61.1037 | 0.0072133 | 127.9887 | 68 | -3
| 100 | 559.6 | 15.1429 | 0.15143 | 0.074652 | 0.809 | 68.7741 | 0.0010855 | 0.002342 | 64.6589 | 0.0061278 | 138.4778 | 68 | 32
| 150 | 609.6 | 31.5714 | 0.31571 | 0.16429 | 0.809 | 80.7485 | 0.0020345 | 0.0043765 | 72.1386 | 0.0040933 | 167.1714 | 68 | 82
| 200 | 659.6 | 42.3954 | 0.42395 | 0.10824 | 0.809 | 94.0048 | 0.0011514 | 0.0055279 | 76.6931 | 0.0029419 | 195.808 | 68 | 132
| 250 | 709.6 | 52.8356 | 0.52836 | 0.1044 | 0.809 | 108.6456 | 0.00096094 | 0.0064889 | 81.425 | 0.001981 | 238.0896 | 68 | 182
| 300 | 759.6 | 62.7268 | 0.62727 | 0.098913 | 0.809 | 124.7815 | 0.00079269 | 0.0072816 | 86.1449 | 0.0011883 | 313.677 | 68 | 232
| 350 | 809.6 | 71.2285 | 0.71229 | 0.085017 | 0.809 | 142.5318 | 0.00059648 | 0.007878 | 90.4142 | 0.00059179 | 486.1772 | 68 | 282
| 370 | 829.6 | 74.0159 | 0.74016 | 0.027874 | 0.809 | 150.1125 | 0.00018569 | 0.0080637 | 91.7889 | 0.0004061 | 639.838 | 68 | 302
| 1167.4 | 1627 | 100 | 1 | 0.25984 | 0.809 | 639.838 | 0.0004061 | 0.0084698 | 118.0663 | 0 | #DIV/0! | 68 | 1099.4
Molecular weights calculated using Rauzi-Daubert Method (www.engineeringtoolbox.com/molweight-molecular-weight-average-boiling-point-gravity-d_1992.html).
| 1 | 2 | 3 | 4 | 5 | 6 | 7 | 8 | 9 | 10 | 11 | 12